{"text_format":"1","workbook":"xlsx","n_sheets":14,"sheets":["Read Me","Project Location","Project Options","Capital Costs","Maintenance Costs","Project Design","Results Summary Report","Supporting Data","Whole Life Costs Summary","Rain Gage Summary","Drawdown Data","ET Data","Pollutant Concentrations","Whole Life Costs"],"not_rendered":{"charts":7,"images":61,"macros":1,"external_links":1,"defined_names":21,"comments":0,"pivot_tables":4},"unopened":[],"bounds":{"document_bytes":16777216,"sheet_cells":100000,"rows_first":2000,"rows_last":500,"rows_between":2000,"halvings":0,"cell_chars":16384,"cell_head_chars":4096},"cells_cut":0,"cells_raw":0,"read":"whole","date_system":"1900"}

{"sheet":"Read Me","index":0,"n_rows":30,"n_cols":7,"rows_kept":30,"cut":false,"hidden":false,"merged":[[10,1,10,11],[29,1,29,5],[29,6,29,11],[28,1,28,5],[28,6,28,11],[26,1,26,5],[26,6,26,11],[13,1,13,11],[11,1,11,11],[19,6,19,11],[27,1,27,5],[27,6,27,11],[2,1,2,11],[3,1,3,11],[4,1,4,11],[5,1,5,11],[6,1,6,11],[12,1,12,11],[20,1,20,5],[20,6,20,11],[19,1,19,5],[7,1,7,11],[8,1,8,11],[9,1,9,11]]}
["NCHRP BMP Evaluation Tool V.1.0 for Windows"]
["Readme Notes"]
[1,"Tool inputs are intended to be populated sequentially (i.e., Project Location, Project Options, then Project Design).Inputs on previous tabs can later be modified by skipping backward and forward, however skipping forward as part of the initial tool parameterization will result in an undesirable user experience and potentially introduce errors. "]
[2,"Either the navigation buttons or the tabs can be used to navigate through this workbook. "]
[3,"The user is responsible for ensuring that input parameters are reasonable. Negative numbers are never reasonable for populating the Tool and will not return valid results. "]
[4,"The user should review default assumptions and confirm that they are valid for the intended site and BMP design. "]
[5,"Where dropdown boxes are available for input parameters, values must be selected from the dropdown menu. The Tool cannot accept custom inputs for these fields. "]
[6,"The Tool allows flexibility for the user to enter a wide range of input parameters representing a wide range of BMP designs and treatment options. In some cases, guidance is provided within the Tool regarding acceptable ranges of parameters. Additionally, the Guidance Manual provides some conceptual design schematics and associated typical parameters to accompany this Tool. The user is responsible for selecting reasonable input parameters. "]
[7,"It is possible to enter inputs that are outside of acceptable ranges. Please observe error messages and see the key to error messages below. "]
[8,"The Tool requires macros to be enabled. If macros are not enabled, the Tool will not function."]
[9,"The Tool is intended to be operated with Excel set to \"Auto Calculate\" mode; not \"Manual Calculate\" mode. To change this setting, go to the \"Formulas\" ribbon and select \"Calculation Options\"."]
[10,"Please read the User's Guide before using the Tool."]
[11,"Any changes to the structure of this workbook (tab names, inserting or deleting columns or rows, etc.) will render the Tool non-functional. Several precautions were taken to prevent this kind of action, but it is ultimately the user's responsibility to maintain a functional workbook. The user may create new worksheets for the purpose of calculations and notes, but any other structural changes must be avoided. "]
[12,"THE PASSWORD TO UNLOCK SHEETS IN THIS WORKBOOK IS \"NCHRP\""]
["Key to Warning Messages"]
[]
[null,"The Tool produces warning messages in certain circumstances."]
[]
[null,"Example Warning Message",null,null,null,null,"Explanation"]
[null,"Hiding these parameters will reset all concentrations to their default values.  Do you wish to continue?",null,null,null,null,"The tool provides the user with the ability to modify some of the default parameters. Some of these parameters should only be modified based on supporting data or best professional judgment, such as influent concentrations. In many of these cases, in addition to supplemental parameters, the user inputs are hidden. Showing the parameters opens them up to modification, while hiding resets them back to their defaults. "]
[null,"You have selected to use the default influent concentration.  Please change your selection to override this value.",null,null,null,null,"Once the water quality constituent influent concentrations are unhidden, the user must select each constituent that they want to modify from the default value. "]
["Key to Error Messages"]
[]
[null,"The Tool produces error messages in certain circumstances."]
[]
[null,"Example Error Message",null,null,null,null,"Explanation"]
[null,"The Impervious Area (%) can not be greater than 100%",null,null,null,null,"All impervious area is assumed to be directly connected within the BMP tributary area. Thus, an impervious area greater than 100% suggests an area greater than the tributary area."]
[null,"The Planting Media Filtration Rate is restricting the flow.  Update the additional parameters if not intended.",null,null,null,null,"For some combinations of input parameters, the planting media filtration rate can control the performance of a bioretention BMP rather than the underlying soil infiltration rate.  This warning is intended to let you know when this occurs. This is not an invalid design scenario if that is what the user intends. "]
[null,"The Design Drawdown Time can not be less than 24 hours.",null,null,null,null,"Certain tools require a parameters to be within a specific range for normal functionality."]
[null,"Warning: Infiltration rate is too low to use this BMP. RESULTS ARE NOT ACCURATE.  Reduce depth of infiltration storage or select other BMP that has a lower depth of infiltration storage; use underdrains if applicable.",null,null,null,null,"The Tool does not provide valid estimates when infiltration storage drawdown times are greater than 360 hours. In general, when you see this warning, the BMP design is not suitable for the soil conditions (i.e., too great of a water depth and/or too low of an infiltration rate). "]

{"sheet":"Project Location","index":1,"n_rows":51,"n_cols":29,"rows_kept":51,"cut":false,"hidden":false,"merged":[[24,14,26,15],[2,2,2,13],[1,2,1,13],[7,0,7,11],[19,14,19,15],[7,14,7,15],[3,2,3,13],[9,2,9,8],[10,2,10,8]]}
["NCHRP Bioretention Evaluation Tool",null,null,null,null,null,null,null,null,null,null,null,null,null,null,null,null,null,null,null,null,null,null,"Section","State",null,{"$f":"VLOOKUP(C11,Y2:Z51,2,FALSE)","v":{"$error":"#N/A"}},"Section",1]
["Project Title",null,"Test Run",null,null,null,null,null,null,null,null,null,null,null,null,null,null,null,null,null,null,null,null,7,"Alabama","AL"]
["Project Location",null,"Portland, OR",null,null,null,null,null,null,null,null,null,null,null,null,null,null,null,null,null,null,null,null,"X","Alaska","AK",null,"Row Labels"]
["Company",null,"Geosyntec Consultants",null,null,null,null,null,null,null,null,null,null,null,null,null,null,null,null,null,null,null,null,2,"Arizona","AZ",null,"Idaho"]
[null,null,null,null,null,null,null,null,null,null,null,null,null,null,null,null,null,null,null,null,null,null,null,6,"Arkansas","AR",null,"Montana"]
["Project Location and Climate Selection",null,null,null,null,null,null,null,null,null,null,null,null,null,null,null,null,null,null,null,null,null,null,2,"California","CA",null,"Oregon"]
[null,null,null,null,null,null,null,null,null,null,null,null,null,null,null,null,null,null,null,null,null,null,null,4,"Colorado","CO",null,"Washington"]
["Step 1: Select the Region your Project is Located",null,null,null,null,null,null,null,null,null,null,null,null,null,"Step 2: Select the State your project is located and the rain gage closest to the project",null,null,null,null,null,null,null,null,10,"Connecticut","CT",null,"Wyoming"]
[null,null,null,null,null,null,null,null,null,null,null,null,null,null,null,null,null,null,null,null,null,null,null,9,"Delaware","DE",null,"Grand Total"]
[null,null,null,null,null,null,null,null,null,null,null,null,null,null,"States within Selected Region","Rain Gages Available in State",null,null,null,null,null,null,null,7,"Florida","FL"]
[null,null,null,null,null,null,null,null,null,null,null,null,null,null,null,null,null,null,null,null,null,null,null,7,"Georgia","GA"]
[null,null,null,null,null,null,null,null,null,null,null,null,null,null,null,null,null,null,null,null,null,null,null,"X","Hawaii","HI"]
[null,null,null,null,null,null,null,null,null,null,null,null,null,null,null,null,null,null,null,null,null,null,null,1,"Idaho","ID"]
[null,null,null,null,null,null,null,null,null,null,null,null,null,null,"COOP ID",{"$f":"IF(P11=\"\",\"Select Rain Gage\",VLOOKUP(P11,'Rain Gage Summary'!B2:J348,9,FALSE))","v":"Select Rain Gage"},null,null,null,null,null,null,null,5,"Illinois","IL"]
[null,null,null,null,null,null,null,null,null,null,null,null,null,null,"Elevation , feet",{"$f":"IF(P11=\"\",\"Select Rain Gage\",VLOOKUP(P11,'Rain Gage Summary'!B2:J348,5,FALSE))","v":"Select Rain Gage"},null,null,null,null,null,null,null,5,"Indiana","IN",null,"# states"]
[null,null,null,null,null,null,null,null,null,null,null,null,null,null,"85th Percentile, 24-Hour Storm Depth, inches",{"$f":"IF(P11=\"\",\"Select Rain Gage\",VLOOKUP(P11,'Rain Gage Summary'!B2:J348,6,FALSE))","v":"Select Rain Gage"},null,null,null,null,null,null,null,3,"Iowa","IA",null,{"$f":"COUNTA(AB4:AB14)-1","v":5}]
[null,null,null,null,null,null,null,null,null,null,null,null,null,null,"95th Percentile, 24-Hour Storm Depth, inches",{"$f":"IF(P11=\"\",\"Select Rain Gage\",VLOOKUP(P11,'Rain Gage Summary'!B2:J348,7,FALSE))","v":"Select Rain Gage"},null,null,null,null,null,null,null,4,"Kansas","KS"]
[null,null,null,null,null,null,null,null,null,null,null,null,null,null,"Average Annual Precipitation Depth, inches",{"$f":"IF(P11=\"\",\"Select Rain Gage\",VLOOKUP(P11,'Rain Gage Summary'!B2:J348,8,FALSE))","v":"Select Rain Gage"},null,null,null,null,null,null,null,8,"Kentucky","KY"]
[null,null,null,null,null,null,null,null,null,null,null,null,null,null,null,null,null,null,null,null,null,null,null,7,"Louisiana","LA"]
[null,null,null,null,null,null,null,null,null,null,null,null,null,null,"Step 3: If available, override the existing data and provide project specific rain data ",null,null,null,null,null,null,null,null,10,"Maine","ME"]
[null,null,null,null,null,null,null,null,null,null,null,null,null,null,null,null,null,null,null,null,null,null,null,8,"Maryland","MD"]
[null,null,null,null,null,null,null,null,null,null,null,null,null,null,"Project Location 85th Percentile, 24-Hour Storm Depth (in)","Select Rain Gage",null,null,null,null,null,null,null,10,"Massachusetts","MA"]
[null,null,null,null,null,null,null,null,null,null,null,null,null,null,"Project Location Average Annual Precipitation Depth (in)","Select Rain Gage",null,null,null,null,null,null,null,5,"Michigan","MI"]
[null,null,null,null,null,null,null,null,null,null,null,null,null,null,null,null,null,null,null,null,null,null,null,3,"Minnesota","MN"]
[null,null,null,null,null,null,null,null,null,null,null,null,null,null,"Note: Default precipitation statistics and the project-specific precipitation statistics are for reference and scaling purposes only; they do not imply a BMP size used for performance analysis. The user enters the BMP sizing parameters to be analyzed on the Project Design tab. ",null,null,null,null,null,null,null,null,7,"Mississippi","MS"]
[null,null,null,null,null,null,null,null,null,null,null,null,null,null,null,null,null,null,null,null,null,null,null,5,"Missouri","MO"]
[null,null,null,null,null,null,null,null,null,null,null,null,null,null,null,null,null,null,null,null,null,null,null,1,"Montana","MT"]
[null,null,null,null,null,null,null,null,null,null,null,null,null,null,null,null,null,null,null,null,null,null,null,3,"Nebraska","NE"]
[null,null,null,null,null,null,null,null,null,null,null,null,null,null,null,null,null,null,null,null,null,null,null,2,"Nevada","NV"]
[null,null,null,null,null,null,null,null,null,null,null,null,null,null,null,null,null,null,null,null,null,null,null,10,"New Hampshire","NH"]
[null,null,null,null,null,null,null,null,null,null,null,null,null,null,"Key",null,null,null,null,null,null,null,null,9,"New Jersey","NJ"]
[null,null,null,null,null,null,null,null,null,null,null,null,null,null,"User Steps",null,null,null,null,null,null,null,null,4,"New Mexico","NM"]
[null,null,null,null,null,null,null,null,null,null,null,null,null,null,"Headings and Descriptions",null,null,null,null,null,null,null,null,9,"New York","NY"]
[null,null,null,null,null,null,null,null,null,null,null,null,null,null,"User Entered Data",null,null,null,null,null,null,null,null,6,"North Carolina","NC"]
[null,null,null,null,null,null,null,null,null,null,null,null,null,null,"Reference Data; do not edit cells",null,null,null,null,null,null,null,null,3,"North Dakota","ND"]
[null,null,null,null,null,null,null,null,null,null,null,null,null,null,"Default data; editing allowed with rationale",null,null,null,null,null,null,null,null,8,"Ohio","OH"]
[null,null,null,null,null,null,null,null,null,null,null,null,null,null,null,null,null,null,null,null,null,null,null,4,"Oklahoma","OK"]
[null,null,null,null,null,null,null,null,null,null,null,null,null,null,null,null,null,null,null,null,null,null,null,1,"Oregon","OR"]
[null,null,null,null,null,null,null,null,null,null,null,null,null,null,null,"``",null,null,null,null,null,null,null,9,"Pennsylvania","PA"]
[null,null,null,null,null,null,null,null,null,null,null,null,null,null,null,null,null,null,null,null,null,null,null,10,"Rhode Island","RI"]
[null,null,null,null,null,null,null,null,null,null,null,null,null,null,null,null,null,null,null,null,null,null,null,6,"South Carolina","SC"]
[null,null,null,null,null,null,null,null,null,null,null,null,null,null,null,null,null,null,null,null,null,null,null,3,"South Dakota","SD"]
[null,null,null,null,null,null,null,null,null,null,null,null,null,null,null,null,null,null,null,null,null,null,null,6,"Tennessee","TN"]
[null,null,null,null,null,null,null,null,null,null,null,null,null,null,null,null,null,null,null,null,null,null,null,4,"Texas","TX"]
[null,null,null,null,null,null,null,null,null,null,null,null,null,null,null,null,null,null,null,null,null,null,null,2,"Utah","UT"]
[null,null,null,null,null,null,null,null,null,null,null,null,null,null,null,null,null,null,null,null,null,null,null,10,"Vermont","VT"]
[null,null,null,null,null,null,null,null,null,null,null,null,null,null,null,null,null,null,null,null,null,null,null,8,"Virginia","VA"]
[null,null,null,null,null,null,null,null,null,null,null,null,null,null,null,null,null,null,null,null,null,null,null,1,"Washington","WA"]
[null,null,null,null,null,null,null,null,null,null,null,null,null,null,null,null,null,null,null,null,null,null,null,8,"West Virginia","WV"]
[null,null,null,null,null,null,null,null,null,null,null,null,null,null,null,null,null,null,null,null,null,null,null,5,"Wisconsin","WI"]
[null,null,null,null,null,null,null,null,null,null,null,null,null,null,null,null,null,null,null,null,null,null,null,1,"Wyoming","WY"]

{"sheet":"Project Options","index":2,"n_rows":41,"n_cols":22,"rows_kept":41,"cut":false,"hidden":false,"merged":[[12,0,12,1],[30,0,30,2],[1,2,1,13],[2,2,2,13],[3,2,3,13],[17,3,27,3]]}
[{"$f":"'Project Location'!A1","v":"NCHRP Bioretention Evaluation Tool"},null,null,null,null,null,null,null,null,null,null,null,null,null,null,null,null,null,null,"Maintenance Options",null,"Use Default/View/edit"]
["Project Title",null,{"$f":"'Project Location'!C2:N2","v":"Test Run"},null,null,null,null,null,null,null,null,null,null,null,null,null,null,null,null,"H",null,"yes"]
["Project Location",null,{"$f":"'Project Location'!C3:N3","v":"Portland, OR"},null,null,null,null,null,null,null,null,null,null,null,null,null,null,null,null,"M",null,"no"]
["Company",null,{"$f":"'Project Location'!C4:N4","v":"Geosyntec Consultants"},null,null,null,null,null,null,null,null,null,null,null,null,null,null,null,null,"L"]
[]
["Project Options"]
["Key"]
["User Steps","Default Data (editable)"]
["Headings and Descriptions","Guidance"]
["User Entered Data"]
[]
[]
["Step 1: View/Edit Highway Runoff Concentrations"]
["Pollutant Loads"]
["Would you like to view/edit the highway runoff concentrations for the project?","no"]
[]
["Pollutant of Concern","Use Default?","Influent Concentration","Guidance"]
["Total Suspended Solids (mg/L)","yes",138.84,"Provide influent concentrations known or select \"yes\" to use the default influent concentrations"]
["Total Zinc (ug/L)","yes",189.93]
["Total Lead (ug/L)","yes",44.08]
["Total Copper (ug/L)","yes",41.76]
["Total Nitrogen (mg/L)","TN = TKN + NO3",3.38]
["Total Phosphorus (mg/L)","yes",0.44201949947000002]
["Nitrate [NO3] (mg/L)","yes",1.06]
["Total Kjeldahl Nitrogen [TKN] (mg/L)","yes",2.3199999999999998]
["Dissolved Phosphorus (mg/L)","yes",0.25]
["Fecal Coliform (col/100mL)","yes",8699.89]
["Escherichia Coli [E. Coli] (col/100mL)","yes",6025.22]
[]
[]
["Step 2: Select Primary Cost Inputs"]
["Cost Inputs","Value","Guidance"]
["Location Adjustment Factor (100 = nationwide average)",100,"Enter the location scaling factor from RSMeans or other reference to adjust for local costs as a percentage of nationwide average; if not known, enter 100","http://www.rsmeansonline.com/"]
["Expected Level of Maintenance (H = High, M = Medium, L = Low)","M","Enter the level of maintenance expected to be provided."]
["Design Life (years)",20,"Enter the design life of the BMP in years."]
["Discount Rate (%)",5,"Enter the discount rate to be used in whole lifecycle cost analysis."]
["Inflation Rate for labor and materials (%)",5,"Enter the inflation rate to be used in whole lifecycle cost analysis."]
["Local Sales Tax (%)",9.25,"Enter the local sales tax, including state and local taxes."]
[]
["Would you like to view/edit the capital cost inputs?","no","Selecting Yes will expose the Capital Cost input tab for optional user override of default parameters. "]
["Would you like to view/edit the maintenance cost inputs?","no","Selecting Yes will expose the Maintenance Cost input tab for optional user override of default parameters. "]

{"sheet":"Capital Costs","index":3,"n_rows":52,"n_cols":31,"rows_kept":52,"cut":false,"hidden":true,"merged":[[1,2,1,13],[2,2,2,13],[3,2,3,13],[12,10,35,10],[38,12,51,12],[50,0,50,6],[51,0,51,6],[35,0,35,8],[38,8,51,8]]}
[{"$f":"'Project Location'!A1","v":"NCHRP Bioretention Evaluation Tool"},null,null,null,null,null,null,null,null,null,null,null,null,null,null,null,null,null,"Key"]
["Project Title",null,{"$f":"'Project Location'!C2:N2","v":"Test Run"},null,null,null,null,null,null,null,null,null,null,null,null,null,null,null,"User Steps","Default Data (editable)","Reference Data; do not edit cells"]
["Project Location",null,{"$f":"'Project Location'!C3:N3","v":"Portland, OR"},null,null,null,null,null,null,null,null,null,null,null,null,null,null,null,"Headings and Descriptions","Default Data (not editable)"]
["Company",null,{"$f":"'Project Location'!C4:N4","v":"Geosyntec Consultants"},null,null,null,null,null,null,null,null,null,null,null,null,null,null,null,"User Entered Data","Guidance"]
[]
["Capital Costs",null,null,null,null,null,null,null,null,null,null,null,null,null,null,null,null,null,null,null,null,null,null,null,null,null,null,null,"Location Factor",{"$f":"RSMeans","v":100},"California - Santa Ana (926-927)"]
[null,null,null,null,null,null,null,null,null,null,null,null,null,null,null,null,null,null,null,null,null,null,null,null,null,null,null,null,"Tax",{"$f":"'Project Options'!B38","v":9.25},"California"]
["Total Facility Cost",{"$f":"H52","v":107343.75759638555}]
[]
[]
[]
["User-Entered Engineer's Estimate Costs","Unit","Default Baseline Unit Cost","User-Entered Baseline Unit Cost","Baseline Unit Cost used in Calculations","Adjusted Unit Cost","Default Quantity","User-Entered Quantity","Quantity used in Calculations","Cost","Guidance",null,"page","Source RSMeans Building Construction Cost Data 2013"]
["Mobilization","LS",{"$f":"0.1*SUM(J14:J29)","v":6265.5046021529588},null,{"$f":"IF(D13=\"\",C13,D13)","v":6265.5046021529588},{"$f":"E13*$AD$6/100","v":6265.5046021529588},1,null,{"$f":"IF(H13=\"\",G13,H13)","v":1},{"$f":"F13*I13","v":6265.5046021529588},"Enter project-specific values in the blue \"User Entered Data\" cells if applicable and the calculations will automatically update to override the default value.  If a value is not provided, the default value will be used in the cost calculations."]
["Clearing & Grubbing","SY",{"$f":"4625/4839.963","v":0.95558581749488591},null,{"$f":"IF(D14=\"\",C14,D14)","v":0.95558581749488591},0.95558581749488591,{"$f":"'Project Design'!W42/9","v":389.94425884659},null,{"$f":"IF(H14=\"\",G14,H14)","v":389.94425884659},{"$f":"F14*I14","v":372.62520336735611},null,null,587,"Cut & Chip light trees 6\" diameter (31 11 10.10 - 0020) {convert unit cost per ac to per SY)"]
["Planting Media","CY",{"$f":"4.78/4/0.027778","v":43.019655842753259},null,43.019655842753259,43.019655842753266,{"$f":"'Project Design'!W39*'Project Design'!B40/27","v":311.11111111111109},null,311.11111111111109,13383.892928856571,null,null,639,"Landscape Grading - Topsoil Placement and Grading, Furnish and place,truck dumped, screened, 4\" deep (32 91 19.13 0700) {convert SY to CY based on assumption of 4\" deep}"]
["Pea Gravel ","CY",129,null,129,129,{"$f":"'Project Design'!W39*'Project Design'!B51/27","v":25.925925925925927},null,25.925925925925927,3344.4444444444448,null,null,638,"Soil Preparation - Mulching: Stone mulch, pea gravel (32 91 13.16 - 1600)"]
["Gravel ","CY",27,null,27,27,{"$f":"'Project Design'!W39*'Project Design'!B41/27","v":103.70370370370371},null,103.70370370370371,2800,null,null,601,"Fill by Borrow, Utility bedding, crushed  or screened bank run gravel (31 23 23.16 0050)"]
["Mulch","CY",{"$f":"3.97/2/0.0277778","v":71.459942832045741},null,71.459942832045741,71.459942832045741,{"$f":"'Project Design'!W39*'Project Design'!B49/27","v":25.925925925925927},null,25.925925925925927,1852.6651845345193,null,null,639,"Soil Preparation - Mulching: Wood Chips, 2\" deep, hand spread (32 91 13.16 - 1900) {convert SY to CY based on assumption of 2\" deep}"]
["Slotted PVC Underdrain Pipe","LF",7.8,null,7.8,7.8,{"$f":"IF('Project Design'!B33=\"no\",0,'Project Design'!W38)","v":74.833147735478832},null,74.833147735478832,583.69855233673491,null,null,649,"Public Sanitary Utility Sewerage Piping - Sewage Collection PVC: 20' length, S.D.R. 35, B&S, 6\" diameter (33 31 13.25 - 2040)"]
["Excavation/Grading","CY",18.149999999999999,null,18.149999999999999,18.149999999999999,{"$f":"'Project Design'!W42*('Project Design'!B34+'Project Design'!B40+'Project Design'!B41+'Project Design'!B49+'Project Design'!B52)/27","v":942.36529221259252},null,942.36529221259252,17103.930053658554,null,null,590,"Common earth with no sheeting or dewatering included, 1' to 4' deep, 3/8 CY excavator (32 23 16.13 0050)"]
["Haul/Dispose of Excavated Material","CY",10.3,null,10.3,10.3,{"$f":"G20","v":942.36529221259252},null,942.36529221259252,9706.3625097897038,null,null,602,"8 CY truck, 15 MPH ave, cycle 6 miles, 20 minute wait/Ld/Uld (31 23 23.20 - 0222)"]
["Finish Grading  (SY):","SY",1.98,null,1.98,1.98,{"$f":"'Project Design'!W42/9","v":389.94425884659},null,389.94425884659,772.08963251624823,null,null,590,"Finish Grading Hand grading (31 22 16.10 1150)"]
["Bioretention Vegetation (SF)","SF",{"$f":"64/(PI()*3^2)","v":2.2635369684180673},null,2.2635369684180673,2.2635369684180673,{"$f":"'Project Design'!W39","v":2800},null,2800,6337.9035115705883,null,null,641,"Shrubs - broadleaf evergreen, Rhododendrom (32 93 33.2 1100)  {price is EA, assumed planting 6 ft on center}"]
["Hydroseed (SF):","SF",{"$f":"0.71/9","v":7.8888888888888883E-2},null,7.8888888888888883E-2,7.8888888888888883E-2,{"$f":"'Project Design'!W39","v":2800},null,2800,220.88888888888889,null,null,639,"Seeding - Mechanical Seeding, Hydro or air seeding for large areas, incl. seed and fertilizer (32 92 19.13 1000) {convert unit cost SY to SF}"]
["18\" Square Trench (LF)","LF",{"$f":"9.45*(18/12*18/12)/27","v":0.78749999999999998},null,0.78749999999999998,0.78749999999999998,{"$f":"G19","v":74.833147735478832},null,74.833147735478832,58.931103841689577,null,null,590,"Excavating, Trench Common earth with no sheeting, 1' to 4' deep, 3/8 CY excavator (31 23 16.13 0050)  {price is BCY, assumed 18\" wide, 18\" deep trench)"]
["Dewatering","DAY",1200,null,{"$f":"IF(D26=\"\",C26,D26)","v":1200},{"$f":"E26*$AD$6/100","v":1200},0,null,{"$f":"IF(H26=\"\",G26,H26)","v":0},{"$f":"F26*I26","v":0}]
["Inflow Structure(s)","LS",2200,null,{"$f":"IF(D27=\"\",C27,D27)","v":2200},{"$f":"E27*$AD$6/100","v":2200},1,null,{"$f":"IF(H27=\"\",G27,H27)","v":1},{"$f":"F27*I27","v":2200}]
["Overflow Structure (concrete or rock riprap)","CY",125,null,{"$f":"IF(D28=\"\",C28,D28)","v":125},{"$f":"E28*$AD$6/100","v":125},7,null,{"$f":"IF(H28=\"\",G28,H28)","v":7},{"$f":"F28*I28","v":875}]
["Metal Beam Guard Rail","LF",57.5,null,{"$f":"IF(D29=\"\",C29,D29)","v":57.5},{"$f":"E29*$AD$6/100","v":57.5},{"$f":"SQRT(G23)","v":52.915026221291811},null,{"$f":"IF(H29=\"\",G29,H29)","v":52.915026221291811},{"$f":"F29*I29","v":3042.614007724279}]
["Conveyance","LF",null,null,{"$f":"IF(D30=\"\",C30,D30)","v":0},{"$f":"E30*$AD$6/100","v":0},null,null,{"$f":"IF(H30=\"\",G30,H30)","v":0},{"$f":"F30*I30","v":0}]
["Other",null,null,null,{"$f":"IF(D31=\"\",C31,D31)","v":0},{"$f":"E31*$AD$6/100","v":0},null,null,{"$f":"IF(H31=\"\",G31,H31)","v":0},{"$f":"F31*I31","v":0},null,null,599,"Dewatering Systems - 8 hr attended, 6\" centrifugal pump (31 23 19.20 - 1100)"]
["Other",null,null,null,0,0,null,null,0,0,null,null,654,"Storm Drainage Manholes, Frames & Covers - Concrete, cast-in-place, 4' x 4', 8\" thick, 4' deep (33 49 13.10 - 0800)"]
["Other",null,null,null,0,0,null,null,0,0,null,null,612,"Riprap and Rock Lining - Machine Placed for Slope Protection 3/8 to 1/4 CY pieces, grouted (31 37 13.10 - 0110)"]
["Other",null,null,null,0,0,null,null,0,0,null,null,662,"Vehicle Guide Rails - Guide rail, steel box beam, 6\" x 6\" (34 71 13.26 - 0900)"]
["Other",null,null,null,0,0,null,null,0,0]
["Total Facility Base Cost",null,null,null,null,null,null,null,null,{"$f":"SUM(J13:J35)","v":68920.550623682531}]
[]
["Associated Capital Costs","Default Baseline Unit Cost","User-Entered Baseline Unit Cost","Baseline Unit Cost used in Calculations","Default Quantity","User-Entered Quantity","Quantity used in Calculations","Cost","Guidance"]
["Project Management",{"$f":"J36*0.05","v":3446.0275311841269},null,{"$f":"IF(C39=\"\",B39,C39)","v":3446.0275311841269},1,null,{"$f":"IF(F39=\"\",E39,F39)","v":1},{"$f":"D39*G39","v":3446.0275311841269},"Enter project-specific values in the blue \"User Entered Data\" cells if applicable and the calculations will automatically update to override the default value.  If a value is not provided, the default value will be used in the cost calculations."]
["Engineering: Preliminary",{"$f":"J36*0.1","v":6892.0550623682539},null,{"$f":"IF(C40=\"\",B40,C40)","v":6892.0550623682539},1,null,{"$f":"IF(F40=\"\",E40,F40)","v":1},{"$f":"D40*G40","v":6892.0550623682539}]
["Engineering: Final Design",{"$f":"J36*0.05","v":3446.0275311841269},null,3446.0275311841269,1,null,1,3446.0275311841269]
["Topographic Survey",{"$f":"J36*0.025","v":1723.0137655920635},null,1723.0137655920635,1,null,1,1723.0137655920635]
["Geotechnical",null,null,0,1,null,1,0]
["Landscape Design",{"$f":"J36*0.02","v":1378.4110124736505},null,1378.4110124736505,1,null,1,1378.4110124736505]
["Land Acquisition (site, easements, etc.)",null,null,0,null,null,0,0]
["Utility Relocation",null,null,0,1,null,1,0]
["Legal Services",{"$f":"J36*0.01","v":689.20550623682527},null,689.20550623682527,1,null,1,689.20550623682527]
["Permitting & Construction Inspection",{"$f":"J36*0.01","v":689.20550623682527},null,689.20550623682527,1,null,1,689.20550623682527]
["Sales Tax",{"$f":"AD7/100*J36","v":6375.1509326906344},null,6375.1509326906344,1,null,1,6375.1509326906344]
["Contingency (e.g., 20%)",{"$f":"0.2*J36","v":13784.110124736508},null,13784.110124736508,1,null,1,13784.110124736508]
["Total Associated Capital Costs",null,null,null,null,null,null,{"$f":"SUM(H39:H50)","v":38423.20697270301}]
["Total Facility Cost",null,null,null,null,null,null,{"$f":"J36+H51","v":107343.75759638555}]

{"sheet":"Maintenance Costs","index":4,"n_rows":45,"n_cols":26,"rows_kept":45,"cut":false,"hidden":true,"merged":[[9,3,9,6],[15,23,18,23],[24,23,26,23],[1,3,1,14],[2,3,2,14],[3,3,3,14],[10,3,10,10],[12,0,14,0],[13,1,14,1],[21,0,23,0],[22,1,23,1],[33,0,35,0],[34,1,35,1]]}
[null,{"$f":"'Project Location'!A1","v":"NCHRP Bioretention Evaluation Tool"},null,null,null,null,null,null,null,null,null,null,null,null,null,null,null,null,null,null,null,null,null,"Key"]
[null,"Project Title",null,{"$f":"'Project Location'!C2","v":"Test Run"},null,null,null,null,null,null,null,null,null,null,null,null,null,null,null,null,null,null,null,"User Steps","Default Data (editable)","Reference Data; do not edit cells"]
[null,"Project Location",null,{"$f":"'Project Location'!C3","v":"Portland, OR"},null,null,null,null,null,null,null,null,null,null,null,null,null,null,null,null,null,null,null,"Headings and Descriptions","Default Data (not editable)"]
[null,"Company",null,{"$f":"'Project Location'!C4","v":"Geosyntec Consultants"},null,null,null,null,null,null,null,null,null,null,null,null,null,null,null,null,null,null,null,"User Entered Data","Guidance"]
[]
[null,"Maintenance Costs"]
[]
[]
[]
[null,"Maintenance Level",null,"Guidance"]
[null,{"$f":"\"User entered \"&IF(MaintLevel=\"H\",\"HIGH\",IF(MaintLevel=\"M\",\"MEDIUM\",\"LOW/MINIMUM\"))&\" maintenance level in Project Options.\"","v":"User entered MEDIUM maintenance level in Project Options."},{"$f":"MaintLevel","v":"M"},"Change this parameter in the in \"Project Options\" tab if desired/applicable"]
[]
["Lookup ID","ROUTINE MAINTENANCE ACTIVITIES (Frequent, scheduled events)"]
[null,"Cost Item","Frequency (months betw. maint. events)",null,null,"Hours per Event",null,null,"Average Labor Crew Size",null,null,"Avg. (Pro-Rated) Labor Rate/Hr. ($)",null,null,"Machinery Cost/Hour ($)",null,null,"Materials & Inciden-tals Cost/Event ($)",null,null,"Total cost per visit ($)"]
[null,null,"Model","User","Input","Model","User","Input","Model","User","Input","Model","User","Input","Model","User","Input","Model","User","Input","Default Total","User","Total with User Overrides where entered","Guidance"]
[1.1000000000000001,{"$f":"B38","v":"Inspection, Reporting & Information Management"},{"$f":"VLOOKUP($A16,MaintCostTable,IF(MaintLevel=\"H\",5,IF(MaintLevel=\"M\",4,3)))","v":12},null,{"$f":"IF(D16=\"\",C16,D16)","v":12},{"$f":"VLOOKUP($A16,MaintCostTable,IF(MaintLevel=\"H\",8,IF(MaintLevel=\"M\",7,6)))","v":2},null,{"$f":"IF(G16=\"\",F16,G16)","v":2},{"$f":"VLOOKUP($A16,MaintCostTable,IF(MaintLevel=\"H\",11,IF(MaintLevel=\"M\",10,9)))","v":2},null,{"$f":"IF(J16=\"\",I16,J16)","v":2},{"$f":"VLOOKUP($A16,MaintCostTable,IF(MaintLevel=\"H\",14,IF(MaintLevel=\"M\",13,12)))","v":50},null,{"$f":"IF(M16=\"\",L16,M16)","v":50},{"$f":"VLOOKUP($A16,MaintCostTable,IF(MaintLevel=\"H\",17,IF(MaintLevel=\"M\",16,15)))","v":40},null,{"$f":"IF(P16=\"\",O16,P16)","v":40},{"$f":"VLOOKUP($A16,MaintCostTable,IF(MaintLevel=\"H\",20,IF(MaintLevel=\"M\",19,18)))","v":0},null,{"$f":"IF(S16=\"\",R16,S16)","v":0},{"$f":"H16*K16*N16+H16*Q16+T16","v":280},null,{"$f":"IF(V16=\"\",U16,V16)","v":280},"If the model-predicted results do not match expected project maintenance requirements, edit the blue \"User Entered Data\" column with the appropriate values"]
[1.2,{"$f":"B39","v":"Vegetation Management with Trash & Minor Debris Removal"},{"$f":"VLOOKUP($A17,MaintCostTable,IF(MaintLevel=\"H\",5,IF(MaintLevel=\"M\",4,3)))","v":12},null,{"$f":"IF(D17=\"\",C17,D17)","v":12},{"$f":"VLOOKUP($A17,MaintCostTable,IF(MaintLevel=\"H\",8,IF(MaintLevel=\"M\",7,6)))","v":8},null,{"$f":"IF(G17=\"\",F17,G17)","v":8},{"$f":"VLOOKUP($A17,MaintCostTable,IF(MaintLevel=\"H\",11,IF(MaintLevel=\"M\",10,9)))","v":2},null,{"$f":"IF(J17=\"\",I17,J17)","v":2},{"$f":"VLOOKUP($A17,MaintCostTable,IF(MaintLevel=\"H\",14,IF(MaintLevel=\"M\",13,12)))","v":50},null,{"$f":"IF(M17=\"\",L17,M17)","v":50},{"$f":"VLOOKUP($A17,MaintCostTable,IF(MaintLevel=\"H\",17,IF(MaintLevel=\"M\",16,15)))","v":60},null,{"$f":"IF(P17=\"\",O17,P17)","v":60},{"$f":"VLOOKUP($A17,MaintCostTable,IF(MaintLevel=\"H\",20,IF(MaintLevel=\"M\",19,18)))","v":100},null,{"$f":"IF(S17=\"\",R17,S17)","v":100},{"$f":"H17*K17*N17+H17*Q17+T17","v":1380},null,{"$f":"IF(V17=\"\",U17,V17)","v":1380}]
[1.3,"add additional activities if necessary",{"$f":"VLOOKUP($A18,MaintCostTable,IF(MaintLevel=\"H\",5,IF(MaintLevel=\"M\",4,3)))","v":0},null,{"$f":"IF(D18=\"\",C18,D18)","v":0},{"$f":"VLOOKUP($A18,MaintCostTable,IF(MaintLevel=\"H\",8,IF(MaintLevel=\"M\",7,6)))","v":0},null,{"$f":"IF(G18=\"\",F18,G18)","v":0},{"$f":"VLOOKUP($A18,MaintCostTable,IF(MaintLevel=\"H\",11,IF(MaintLevel=\"M\",10,9)))","v":0},null,{"$f":"IF(J18=\"\",I18,J18)","v":0},{"$f":"VLOOKUP($A18,MaintCostTable,IF(MaintLevel=\"H\",14,IF(MaintLevel=\"M\",13,12)))","v":0},null,{"$f":"IF(M18=\"\",L18,M18)","v":0},{"$f":"VLOOKUP($A18,MaintCostTable,IF(MaintLevel=\"H\",17,IF(MaintLevel=\"M\",16,15)))","v":0},null,{"$f":"IF(P18=\"\",O18,P18)","v":0},{"$f":"VLOOKUP($A18,MaintCostTable,IF(MaintLevel=\"H\",20,IF(MaintLevel=\"M\",19,18)))","v":0},null,{"$f":"IF(S18=\"\",R18,S18)","v":0},{"$f":"H18*K18*N18+H18*Q18+T18","v":0},null,{"$f":"IF(V18=\"\",U18,V18)","v":0}]
[1.4,"add additional activities if necessary",{"$f":"VLOOKUP($A19,MaintCostTable,IF(MaintLevel=\"H\",5,IF(MaintLevel=\"M\",4,3)))","v":0},null,{"$f":"IF(D19=\"\",C19,D19)","v":0},{"$f":"VLOOKUP($A19,MaintCostTable,IF(MaintLevel=\"H\",8,IF(MaintLevel=\"M\",7,6)))","v":0},null,{"$f":"IF(G19=\"\",F19,G19)","v":0},{"$f":"VLOOKUP($A19,MaintCostTable,IF(MaintLevel=\"H\",11,IF(MaintLevel=\"M\",10,9)))","v":0},null,{"$f":"IF(J19=\"\",I19,J19)","v":0},{"$f":"VLOOKUP($A19,MaintCostTable,IF(MaintLevel=\"H\",14,IF(MaintLevel=\"M\",13,12)))","v":0},null,{"$f":"IF(M19=\"\",L19,M19)","v":0},{"$f":"VLOOKUP($A19,MaintCostTable,IF(MaintLevel=\"H\",17,IF(MaintLevel=\"M\",16,15)))","v":0},null,{"$f":"IF(P19=\"\",O19,P19)","v":0},{"$f":"VLOOKUP($A19,MaintCostTable,IF(MaintLevel=\"H\",20,IF(MaintLevel=\"M\",19,18)))","v":0},null,{"$f":"IF(S19=\"\",R19,S19)","v":0},0,null,{"$f":"IF(V19=\"\",U19,V19)","v":0}]
[]
[]
["Lookup ID","CORRECTIVE AND INFREQUENT MAINTENANCE ACTIVITIES (Unplanned and/or > 3 yrs. betw. events)"]
[null,"Cost Item","Frequency (months betw. maint. events)",null,null,"Hours per Event",null,null,"Average Labor Crew Size",null,null,"Avg. (Pro-Rated) Labor Rate/Hr. ($)",null,null,"Machinery Cost/Hour ($)",null,null,"Materials & Inciden-tals Cost/Event ($)",null,null,"Total cost per visit ($)"]
[null,null,"Model","User","Input","Model","User","Input","Model","User","Input","Model","User","Input","Model","User","Input","Model","User","Input","Default Total","User","Total with User Overrides where entered","Guidance"]
[2.1,{"$f":"B43","v":"Corrective Maintenance"},{"$f":"VLOOKUP($A25,MaintCostTable,IF(MaintLevel=\"H\",5,IF(MaintLevel=\"M\",4,3)))","v":96},null,{"$f":"IF(D25=\"\",C25,D25)","v":96},{"$f":"VLOOKUP($A25,MaintCostTable,IF(MaintLevel=\"H\",8,IF(MaintLevel=\"M\",7,6)))","v":24},null,{"$f":"IF(G25=\"\",F25,G25)","v":24},{"$f":"VLOOKUP($A25,MaintCostTable,IF(MaintLevel=\"H\",11,IF(MaintLevel=\"M\",10,9)))","v":4},null,{"$f":"IF(J25=\"\",I25,J25)","v":4},{"$f":"VLOOKUP($A25,MaintCostTable,IF(MaintLevel=\"H\",14,IF(MaintLevel=\"M\",13,12)))","v":50},null,{"$f":"IF(M25=\"\",L25,M25)","v":50},{"$f":"VLOOKUP($A25,MaintCostTable,IF(MaintLevel=\"H\",17,IF(MaintLevel=\"M\",16,15)))","v":60},null,{"$f":"IF(P25=\"\",O25,P25)","v":60},{"$f":"VLOOKUP($A25,MaintCostTable,IF(MaintLevel=\"H\",20,IF(MaintLevel=\"M\",19,18)))","v":500},null,{"$f":"IF(S25=\"\",R25,S25)","v":500},{"$f":"H25*K25*N25+H25*Q25+T25","v":6740},null,{"$f":"IF(V25=\"\",U25,V25)","v":6740},"If the model-predicted results do not match expected project maintenance requirements, edit the \"User\" column with the appropriate values"]
[2.2000000000000002,"Sediment Management",{"$f":"VLOOKUP($A26,MaintCostTable,IF(MaintLevel=\"H\",5,IF(MaintLevel=\"M\",4,3)))","v":300},null,{"$f":"IF(D26=\"\",C26,D26)","v":300},{"$f":"VLOOKUP($A26,MaintCostTable,IF(MaintLevel=\"H\",8,IF(MaintLevel=\"M\",7,6)))","v":8},null,{"$f":"IF(G26=\"\",F26,G26)","v":8},{"$f":"VLOOKUP($A26,MaintCostTable,IF(MaintLevel=\"H\",11,IF(MaintLevel=\"M\",10,9)))","v":4},null,{"$f":"IF(J26=\"\",I26,J26)","v":4},{"$f":"VLOOKUP($A26,MaintCostTable,IF(MaintLevel=\"H\",14,IF(MaintLevel=\"M\",13,12)))","v":50},null,{"$f":"IF(M26=\"\",L26,M26)","v":50},{"$f":"VLOOKUP($A26,MaintCostTable,IF(MaintLevel=\"H\",17,IF(MaintLevel=\"M\",16,15)))","v":60},null,{"$f":"IF(P26=\"\",O26,P26)","v":60},{"$f":"VLOOKUP($A26,MaintCostTable,IF(MaintLevel=\"H\",20,IF(MaintLevel=\"M\",19,18)))","v":500},null,{"$f":"IF(S26=\"\",R26,S26)","v":500},{"$f":"F26*I26*L26+F26*O26+R26","v":2580},null,{"$f":"IF(V26=\"\",U26,V26)","v":2580}]
[2.2999999999999998,"add additional activities if necessary",{"$f":"VLOOKUP($A27,MaintCostTable,IF(MaintLevel=\"H\",5,IF(MaintLevel=\"M\",4,3)))","v":0},null,{"$f":"IF(D27=\"\",C27,D27)","v":0},{"$f":"VLOOKUP($A27,MaintCostTable,IF(MaintLevel=\"H\",8,IF(MaintLevel=\"M\",7,6)))","v":0},null,{"$f":"IF(G27=\"\",F27,G27)","v":0},{"$f":"VLOOKUP($A27,MaintCostTable,IF(MaintLevel=\"H\",11,IF(MaintLevel=\"M\",10,9)))","v":0},null,{"$f":"IF(J27=\"\",I27,J27)","v":0},{"$f":"VLOOKUP($A27,MaintCostTable,IF(MaintLevel=\"H\",14,IF(MaintLevel=\"M\",13,12)))","v":0},null,{"$f":"IF(M27=\"\",L27,M27)","v":0},{"$f":"VLOOKUP($A27,MaintCostTable,IF(MaintLevel=\"H\",17,IF(MaintLevel=\"M\",16,15)))","v":0},null,{"$f":"IF(P27=\"\",O27,P27)","v":0},{"$f":"VLOOKUP($A27,MaintCostTable,IF(MaintLevel=\"H\",20,IF(MaintLevel=\"M\",19,18)))","v":0},null,{"$f":"IF(S27=\"\",R27,S27)","v":0},{"$f":"F27*I27*L27+F27*O27+R27","v":0},null,{"$f":"IF(V27=\"\",U27,V27)","v":0}]
[]
[null,"Guidance"]
[null,"Note: For facilities judged to require larger or smaller amounts of maintenance (due to land area, etc.), consider multiplying the Model output in Column U by a multiplier (e.g., 120%) in Column V."]
[null,"Another quick means of adjustment would be to multiply the number of Hours per Event by a multiplier in the User Input field."]
[]
[]
["Lookup ID","HIGH, MEDIUM, AND LOW (MINIMUM) MAINTENANCE COST TABLES"]
[null,"Cost Item","Frequency (months betw. maint. events)",null,null,"Hours per Event",null,null,"Average Labor Crew Size",null,null,"Avg. (Pro-Rated) Labor Rate/Hr. ($)",null,null,"Machinery Cost/Hour ($)",null,null,"Materials & Incidentals Cost/Event ($)",null,null,"Total cost per visit ($)"]
[null,null,"Low","Med","High","Low","Med","High","Low","Med","High","Low","Med","High","Low","Med","High","Low","Med","High","Low","Med","High"]
[1,"ROUTINE MAINTENANCE ACTIVITIES (Frequent, scheduled)"]
[1.1000000000000001,"Inspection, Reporting & Information Management",12,12,12,2,2,2,2,2,2,50,50,50,40,40,40,0,0,0,{"$f":"F38*I38*L38+F38*O38+R38","v":280},280,{"$f":"H38*K38*N38+H38*Q38+T38","v":280}]
[1.2,"Vegetation Management with Trash & Minor Debris Removal",36,12,6,8,8,8,2,2,2,50,50,50,60,60,60,100,100,100,1380,1380,{"$f":"H39*K39*N39+H39*Q39+T39","v":1380}]
[1.3,{"$f":"B18","v":"add additional activities if necessary"}]
[1.4,{"$f":"B19","v":"add additional activities if necessary"}]
[2,"CORRECTIVE AND INFREQUENT MAINTENANCE ACTIVITIES (Unplanned and/or > 3 yrs. betw. events)"]
[2.1,"Corrective Maintenance",144,96,48,24,24,24,4,4,4,50,50,50,60,60,60,500,500,500,{"$f":"F43*I43*L43+F43*O43+R43","v":6740},6740,6740]
[2.2000000000000002,"Sediment Management",600,300,120,8,8,8,4,4,4,50,50,50,60,60,60,500,500,500,2580,2580,2580]
[2.2999999999999998,{"$f":"B27","v":"add additional activities if necessary"}]

{"sheet":"Project Design","index":5,"n_rows":57,"n_cols":37,"rows_kept":57,"cut":false,"hidden":false,"merged":[[1,1,1,2],[2,1,2,2],[3,1,3,2],[8,0,8,2],[25,0,25,2],[0,3,0,5],[51,7,52,11],[53,7,54,11],[35,21,35,22],[31,7,31,11]]}
[{"$f":"'Project Location'!A1","v":"NCHRP Bioretention Evaluation Tool"},null,null,"Key"]
["Project Title",{"$f":"'Project Location'!$C$2","v":"Test Run"},null,"User Steps",null,"Default data; editing allowed with rationale"]
["Project Location",{"$f":"'Project Location'!$C$3","v":"Portland, OR"},null,"User Entered Data",null,"Guidance"]
["Company",{"$f":"'Project Location'!$C$4","v":"Geosyntec Consultants"},null,"Reference Data; do not edit cells",null,"Warnings"]
[]
[]
["Tributary Area Attributes"]
[]
["Step 1: Provide data describing the tributary area of the project",null,null,null,null,null,null,null,null,null,null,null,null,null,null,null,null,null,null,null,null,null,null,null,null,null,null,null,null,null,null,null,null,null,"Second Treatment Train?"]
[null,null,null,null,null,null,"=",null,null,null,null,null,null,null,null,null,null,null,null,null,null,null,null,null,null,null,null,null,"Bioretention"]
["Tributary Area Input Parameters","Value","Guidance",null,null,null,null,null,null,null,null,null,null,null,null,null,null,null,"Design Event","Long Term",null,null,null,null,"underlying soil design infiltration rate (in/hr)",null,null,null,"Vegetated Conveyance",null,null,null,null,null,"yes"]
["Tributary Area (acres)",3,"Enter the total area tributary to the BMP including permeable pavement area, but excluding  any BMP area outside of the roadway footprint.",null,null,null,null,null,null,null,null,null,null,null,null,"Soil Types","m","b","Cu","Cu",null,"Infiltration Rate (in/hr)",null,null,{"$f":"VLOOKUP(B14,P13:V16,7,FALSE)","v":0.06},null,null,null,"Dispersion (natural-engineered)",null,null,null,null,null,"no"]
["Impervious Area (%)",100,"All impervious area is assumed to be directly connected within the BMP tributary area; adjust imperviousness to account for disconnection if present (Value entered as an integer [e.g. 80 for 80%])",null,null,null,null,null,null,null,null,null,null,null,null,"Loamy Sand (A)",0.9,0,0.2,0.05,null,0.8,null,null,null,null,null,null,"Media Filter Drain"]
["Tributary Area Soil Type (Hydrologic Soil Group)","Clay (D)","Select the soil type that is most representative of the tributary area to the BMP",null,null,null,null,null,null,null,null,null,null,null,null,"Silt Loam (B)",0.86,0.04,0.25,0.1,null,0.3,null,null,null,null,null,null,"Permeable Pavement Shoulders"]
["Calculated Runoff Coefficient",{"$f":"IF((B13/100)<0.55, 0.225*(B13/100)+0.129, 1.14*(B13/100)-0.371)","v":0.76899999999999991},"This runoff coefficient is calculated based on a Two-line regression model of the volumetric runoff coefficient (Rv) (Granato, 2006), where Rv(%<55) = imperviousness (%) × 0.225 + 0.05, Rv(%>55) = imperviousness (%) × 1.14 - 0.371",null,null,null,null,null,null,null,null,null,null,null,null,"Sandy Clay Loam (C) ",0.37,0.53,0.3,0.15,null,0.2,null,null,null,null,null,null,"Infiltration Trenches"]
["User-Provided Runoff Coefficient",0.7,"Enter a site-specific runoff coefficient if available.  If no value is entered here, the Simple Method will be used.",null,null,null,null,null,null,null,null,null,null,null,null,"Clay (D)",0.15,0.75,0.35,0.2,null,0.06,null,null,null,null,null,null,"Infiltration Basins"]
[null,null,null,null,null,null,null,null,null,null,null,null,null,null,null,"Runoff Coefficient for Percent Capture Estimate",{"$f":"VLOOKUP(B14,P13:R16,2,FALSE)*B13/100+VLOOKUP(B14,P13:R16,3,FALSE)","v":0.9},"This is the runoff coefficient used for BMP volume normalization for the BMP sizing event.",null,null,null,null,"`",null,null,null,null,null,"Underground Infiltration System"]
["Tributary Area Runoff Reference Values","Value","Guidance",null,null,null,null,null,null,null,null,null,null,null,null,"Equivalent Area",{"$f":"(Q17/0.9)*B12","v":3}]
["Reference 85th Percentile, 24-Hour Storm Depth, inches",{"$f":"'Project Location'!$P$22","v":"Select Rain Gage"},"Per project-specific user input; for reference purposes only."]
["Reference Runoff from 85th Percentile Storm Event, cu-ft",{"$f":"IF(B16=\"\",ROUND((B15*B12*B19*43560/12),-1),ROUND((B16*B12*B19*43560/12),-1))","v":{"$error":"#VALUE!"}},"Volume is based on the Simple Method volumetric runoff coefficient or the user-entered runoff coefficient, if entered. For refereence only."]
["Reference Average Annual Precipitation Depth, inches",{"$f":"'Project Location'!$P$23","v":"Select Rain Gage"},"Per project-specific user input; for reference purposes only."]
["Reference Average Annual Runoff Volume, cu-ft",{"$f":"IF(B16=\"\",ROUND((B15*B12*B21*43560/12),-3),ROUND((B16*B12*B21*43560/12),-3))","v":{"$error":"#VALUE!"}},"Volume is based on the Simple Method volumetric runoff coefficient or the user-entered runoff coefficient, if entered.  For refereence only."]
[]
["Bioretention Conceptual Design Parameters"]
[]
["Step 2: Provide data describing the BMP design"]
[]
[]
[]
["Primary Bioretention Design Parameters","Value","Guidance","Default Values",null,null,null,"Validation",{"$f":"IF(OR(I39*12*(B46/0.7)<I33,I39*12*(B46/0.7)>I34,I42+I43<I35,I42+I43>I36),1,\"\")","v":{"$error":"#VALUE!"}},{"$f":"IF(OR(IF(B32=0,0,J39*12/MIN(B43,B32))<J33,IF(B32=0,0,J39*12/MIN(B43,B32))>J34,IF(J46=0,0,J42+J43)<J35,IF(J46=0,0,J42+J43)>J36),1,\"\")","v":{"$error":"#VALUE!"}},{"$f":"IF(OR(IF(B43=0,0,K39*12/B43)<K33,IF(B43=0,0,K39*12/B43)>K34,IF(K46=0, 0, K42+K43)<K35,IF(K46=0, 0, K42+K43)>K36),1,\"\")","v":{"$error":"#VALUE!"}}]
["Storage Volume (cu-ft)",10000,"Enter the total storage volume provided by the bioretention (including ponding , planting media, and stone  reservoir storage)","User-entered"]
["Underlying Soil Design Infiltration Rate (in/hr)",0.6,"A default infiltration rate has been provided based on the soil type selected for the tributary. If a localized site infiltration rate is available, it should override this default data. If the system is lined with an impermeable barrier, enter zero.","By tributary soil type; recommend user override with site data",null,null,null,"Look-ups Validation",null,null,null,null,null,null,null,"Storage Volume (cu-ft)"]
["Underdrain Present?","yes","Underdrains should be considered if infiltration rates are not adequate to drain the system in a reasonable time. The elevation of the underdrain can be specified in the default parameters section.","A and B Soils: No\nC and D Soils: Yes",null,null,null,"Min x",0.5,0,0,0,null,null,null,"Underlying Soil Design Infiltration Rate (in/hr)"]
["Ponding Depth (ft)",2,"Ponding depth is equal to the elevation of the overflow above the surface of the planting media",1,null,null,null,"Max x",9.9999000000000002,359.99990000000003,359.99990000000003,359.99990000000003,null,null,null,"Underdrain Present?"]
[null,null,null,null,null,null,null,"Min y",0,0,0,0,null,null,null,"Ponding Depth (ft)"]
[null,null,null,null,null,null,null,"Max y",2.9998999999999998,2.9998999999999998,2.9998999999999998,2.9998999999999998,null,null,null,"Planting Media Thickness (ft)",null,null,null,null,null,"Dimensions of Bioretention Area"]
[null,null,null,null,null,null,null,null,null,null,null,null,null,null,null,"Stone Reservoir Thickness (ft)",null,null,null,null,null,"Width of Full Ponding Depth (ft)",{"$f":"(W39/B48)^0.5","v":37.416573867739416}]
[null,null,null,null,null,null,null,null,"ET","Freely Drained (infiltration)","Capture","Surface Capture (Check)",null,null,null,"Underdrain Discharge Elev. from bottom of stone reservoir (ft)",null,null,null,null,null,"Length of Full Ponding Depth",{"$f":"W37*B48","v":74.833147735478832}]
["Additional Bioretention Design and Reference Parameters",null,"Guidance","Default Values",null,null,null,"Storage Depth (ft)",{"$f":"B45*B40+((B49)*B50*(B45/(B45+B44)))","v":0.50357142857142856},{"$f":"IF(B33=\"no\", (B34+(B40*(B44+B45))+(B41*B47)+(B49*B50))-I39, (B47*B42))","v":0.2},{"$f":"IF(B33=\"no\",0, B34+(B40*B44)+((B41-B42)*B47)+((B49)*B50*(B44/(B44+B45))))","v":2.8714285714285719},{"$f":"B34","v":2},null,null,null,"Planting Media Filtration Rate (in/hr)",null,null,"Default Parameters?",null,null,"Surface Area at Full ponding Depth (sq.ft.)",{"$f":"ROUND(B31/(B34+(B40*(B44+B45))+(B41*B47)+(B49*B50)),-1)","v":2800},null,null,null,null,null,null,null,null,null,null,null,null,null,"Underdrain?"]
["Planting Media Thickness (ft)",3,"Thickness of engineered planting media (aka bioretention soil media), excluding mulch layer.",2,null,null,null,"Storage Volume (ft3)",{"$f":"(I47/12)*W44","v":1410},{"$f":"J39*W44","v":560},{"$f":"K39*W44","v":8040.0000000000009},{"$f":"L39*W44","v":5600},null,null,null,"Soil Freely Drained Storage (in/in)","a",{"$f":"B48","v":2},"yes",null,null,"Width of total depth (with freeboard)",{"$f":"W37+2*(B52)*B53","v":43.416573867739416},null,null,null,null,null,null,null,null,null,null,null,null,null,"yes"]
["Stone Reservoir Thickness (ft)",1,"Inclusive of choking stone layers if present.  Note; Stone Reservoir Thickness must be greater than the Underdrain Discharge Elevation from bottom of the stone reservoir.",1,null,null,null,"Storage Volume as Equivalent Precipitation Event (in)",{"$f":"I40*12/($B$12*43560*$Q$17)","v":0.1438628711355984},{"$f":"J40*12/($B$12*43560*$Q$17)","v":5.7137026833996532E-2},{"$f":"K40*12/($B$12*43560*$Q$17)","v":0.82032445668809317},{"$f":"L40*12/($B$12*43560*$Q$17)","v":0.57137026833996529},null,null,null,"Soil Suction Storage (in/in)","b",{"$f":"2*B53*(B34+B52/12)*(1+B48)","v":37.5},"no",null,null,"Length of total depth (with freeboard)",{"$f":"W38+2*(B52)*B53","v":80.833147735478832},null,null,null,null,null,null,null,null,null,null,null,null,null,"no"]
["Underdrain Discharge Elev. from bottom of stone reservoir (ft)",0.5,"Elevation above the bottom of the facility at which water begins to discharge from the underdrain system. This can be controlled by the elevation or the underdrain or by an inverted elbow design. Value is ignored if no underdrain is used.",0.5,null,null,null,"Storage Volume as Fraction of 85th Percentile precipitation event",{"$f":"I41/$B$19","v":{"$error":"#VALUE!"}},{"$f":"(J41/$B$19)","v":{"$error":"#VALUE!"}},{"$f":"K41/$B$19","v":{"$error":"#VALUE!"}},{"$f":"L41/$B$19","v":{"$error":"#VALUE!"}},null,null,null,"Crop coefficient of Vegetation","c",{"$f":"4*(B53^2)*((B34+B52/12)^2)-W44","v":-2643.75},null,null,null,"Surface Area with Freeboard (sq.ft.)",{"$f":"W41*W40","v":3509.49832961931}]
["Planting Media Filtration Rate (in/hr)",2,"Enter the filtration rate of the planting media that is characteristic of long term average conditions. Or, if the rate of filtration through the system will be controlled by an underdrain outlet control (preferred), then enter the average outlet controlled rate. ",2,null,null,null,"Upstream Compartment Equivalent Depth",0,{"$f":"IFERROR(IF(J46=0,0,adjusted_Drawdown(J46,I45)),3)","v":3},{"$f":"IFERROR(IF(K46=0, 0, adjusted_Drawdown(K46,J45)),3)","v":3},0,null,null,null,"Stone Freely Drained Storage (in/in)","Bottom Width (ft)",{"$f":"IF((-R41-SQRT(R41^2-4*R40*R42))/(2*R40)<=0,(-R41+SQRT(R41^2-4*R40*R42))/(2*R40),(-R41-SQRT(R41^2-4*R40*R42))/(2*R40))","v":28.171845739688976}]
["Soil Freely Drained Storage (in/in)",0.2,"Enter the storage provided by the soil that is associated with freely drained conditions, generally calculated as the surplus of water that exceeds the field capacity and is below saturation",0.2,null,null,null,"Adjusted  Depth for Percent Capture",{"$f":"IF(I42+I43>I36,I36,I42+I43)","v":{"$error":"#VALUE!"}},{"$f":"IF(IF(J46=0,0,J42+J43)>J36,J36,IF(J46=0,0,J42+J43))","v":{"$error":"#VALUE!"}},{"$f":"IF(IF(K46=0, 0, K42+K43)>K36,K36,IF(K46=0, 0, K42+K43))","v":{"$error":"#VALUE!"}},{"$f":"IF(IF(L46=0, 0, L42+L43)>L36,L36,IF(L46=0, 0, L42+L43))","v":{"$error":"#VALUE!"}},null,null,null,"BMP Length/width ratio (L:1W)",null,null,null,null,null,"Bioretention Area Effective Footprint (ft2)",{"$f":"ROUND(B31/(B34+(B40*(B44+B45))+(B41*B47)+(B49*B50)),-1)","v":2800},"This \"effective\" area footprint is approximately equal to the wetted footprint when the ponding depth is half full. It is calculated based on the provided storage volume and geometry parameters provided below. The effective footprint does not include the max wetted surface or freeboard above the water quality ponding depth. ","Calculated"]
["Soil Suction Storage (in/in)",0.15,"Enter the storage provided by the soil after the soil is freely drained by gravity, this is the volume of water available to plants and is lost to ET.",0.15,null,null,null,"Cumulative Percent Capture",{"$f":"IF(I43=I36, $H$57, IF(B43=0, 0, Capture_ET(I47,I44)))","v":{"$error":"#VALUE!"}},{"$f":"IF(IF(J43=J36, $H$57, IF(J46=0, I45,Capture_Drawdown(J46,J44)))>L45,L45,IF(J43=J36, $H$57, IF(J46=0, I45,Capture_Drawdown(J46,J44))))","v":{"$error":"#VALUE!"}},{"$f":"IF(K43=K36, $H$57, IF(K46=0, J45, IF(B32>B43,J45,Capture_Drawdown(K46,K44))))","v":{"$error":"#VALUE!"}},{"$f":"Capture_Drawdown(L46,L44)","v":{"$error":"#VALUE!"}},null,null,null,"Mulch depth above Planting Media Layer (ft)"]
["Crop coefficient of Vegetation",0.7,"Enter the crop coefficient of the vegetation being planted, which will be used to represent the potential ET available",0.7,null,null,null,"Drawdown Time (hours)","-",{"$f":"IF(IF(B32=0,0,J39*12/MIN(B43,B32))>J34,J34,IF(B32=0,0,J39*12/MIN(B43,B32)))","v":4.0000000000000009},{"$f":"IF(IF(B43=0,0,K39*12/B43)>K34,K34,IF(B43=0,0,K39*12/B43))","v":17.228571428571431},{"$f":"IF(IF(B43=0,0,L39*12/B43)>L34,L34,IF(B43=0,0,L39*12/B43))","v":12},null,null,null,"Mulch porosity (in/in)"]
["Stone Freely Drained Storage (in/in)",0.4,"Enter the available porosity in the stone reservoir. ",0.4,null,null,null,"ET Depth (in)",{"$f":"IF(I39*12*(B46/0.7)<I33,I33,IF(I39*12*(B46/0.7)>I34,I34,I39*12*(B46/0.7)))","v":6.0428571428571427},"-","-",null,null,null,null,"Pea Gravel Depth within Stone Reservoir (ft)"]
["BMP Length/width ratio (L:1W)",2,"For example: For BMP that is 60 feet long by 20 feet wide, enter 3",2,null,null,null,"Check (ft3; sum should be equal to WQV)",{"$f":"W44*I39","v":1410},{"$f":"W44*J39","v":560},{"$f":"W44*K39","v":8040.0000000000009},{"$f":"I48+J48+K48","v":10010},null,null,null,"Freeboard depth (ft)"]
["Mulch depth above Planting Media Layer (ft)",0.25,"Included in water quality volume calculations",0.25,null,null,null,"Notes",null,null,null,null,null,null,null,"Horizontal/vertical side slope ratio (H:1V)"]
["Mulch porosity (in/in)",0.5,"Included in water quality volume calculations",0.5,null,null,null,"1. Adjusted depths are calculated based on previous compartment % Capture"]
["Pea Gravel Depth within Stone Reservoir (ft)",0.25,"The Pea Gravel is for cost calculations only and is included in the stone reservoir depth for volume calculations",0.25,null,null,null,"2. If the underlying infiltration rate is greater than the  media infiltration rate or no retention is provided, the remaining depth (excluding ET) is lost to infiltration"]
["Freeboard depth (ft)",1,"The storage depth above the water quality volume. Value is neglected in estimating treatment volumes as overflow/bypass is assumed to begin when the water quality storage volume has been exhausted. However, is included in cost calculations.",1,null,null,null,"3. To account for the total loss to infiltration in Note 2, the \"Freely Drained (Infiltration)\" percent capture is set equal to ET % capture so that the total bioretention depth is adjusted from the ET % Capture."]
["Horizontal/vertical side slope ratio (H:1V)",3,"For example: For a side slope of 4 horizontal feet per 1 vertical foot, enter 4 ",3]
["Approximate Total Footprint to Top of Freeboard, sq-ft",{"$f":"ROUND(W42, -1)","v":3510},"This footprint accounts for freeboard above ponding, assuming a rectangular shape; actual dimensions may vary.","Calculated",null,null,null,"4. This adjusted bioretention depth in Note 3 is in reality the infiltration depth, therefore the \"BMP Performance Summary Results\" have incorporated an if statement to account for this bioretention % Capture as infiltration in the event that the underlying soil infiltration rate is greater than the media infiltration rate",null,null,null,null,null,null,null,{"$f":"COUNTA(P32:P52)","v":18}]
["Calculated Drawdown Time of Surface Ponding, hours",{"$f":"IF(B33=\"no\",B34*12/B32,IF(B33=\"yes\",B34*12/B43))","v":12},"For Reference Purposes Only: For bioretention, a target of 3 to 24 hours is typically recommended. ","Calculated"]
[null,null,null,null,null,null,null,"% Volume Reduction for Second BMP Adjustment","Cumulative % Capture","Individual ET","Individual Infiltration","Individual Dispersion","Individual Capture"]
[null,null,null,null,null,null,null,{"$f":"J45","v":{"$error":"#VALUE!"}},{"$f":"K45","v":{"$error":"#VALUE!"}},{"$f":"I45","v":{"$error":"#VALUE!"}},{"$f":"IF(B42=0,(J45-I45)+(B32/(B32+B43))*K45,J45-I45)","v":{"$error":"#VALUE!"}},0,{"$f":"K45-J45","v":{"$error":"#VALUE!"}}]

{"sheet":"Results Summary Report","index":6,"n_rows":93,"n_cols":31,"rows_kept":93,"cut":false,"hidden":false,"merged":[[1,1,1,2],[2,1,2,2],[3,1,3,2],[11,0,11,19],[39,3,39,13],[39,19,41,19],[39,18,41,18],[33,1,33,2],[29,1,29,2],[39,1,41,1],[39,2,41,2],[30,1,30,2],[31,1,31,2],[32,1,32,2],[34,1,34,2],[40,20,40,21],[40,22,40,24],[40,25,40,29],[39,20,39,30],[40,3,40,4],[40,5,40,7],[40,8,40,12],[83,0,85,2],[53,3,53,13],[54,1,54,2],[54,0,55,0],[83,3,83,13],[84,3,84,4],[84,5,84,7],[84,8,84,12],[54,3,54,4],[54,5,54,7],[54,8,54,12]]}
[{"$f":"'Project Location'!A1","v":"NCHRP Bioretention Evaluation Tool"}]
["Project Title",{"$f":"'Project Location'!$C$2","v":"Test Run"}]
["Project Location",{"$f":"'Project Location'!$C$3","v":"Portland, OR"}]
["Company",{"$f":"'Project Location'!$C$4","v":"Geosyntec Consultants"}]
[]
[]
["Results Summary Report"]
[]
[]
["Summary of Modeled Scenario"]
[]
[{"$f":"\"The modeled scenario consists of a tributary area of \"&'Project Design'!B12&\" acres at \"&'Project Design'!B13&\"% impervious, draining to a Bioretention BMP.\"","v":"The modeled scenario consists of a tributary area of 3 acres at 100% impervious, draining to a Bioretention BMP."}]
[{"$f":"\"Analysis is based on the \"&'Project Location'!P11&\" gage, in \"&'Project Location'!O11&\", with Project Location 85th percentile, 24-hour storm depth of \"&FIXED('Project Location'!P22,2)&\" inches, and Project Location average annual precipitation depth of \"&ROUND('Project Location'!P23,1)&\" inches.\"","v":{"$error":"#VALUE!"}}]
[]
[]
["Summary of Primary Conceptual Design Parameters"]
[]
["Bioretention"]
[{"$f":"IF('Project Design'!P32=0,\"\",'Project Design'!P32)","v":"Storage Volume (cu-ft)"},{"$f":"IF(A19=\"\",\"\",VLOOKUP(A19,'Project Design'!$A$31:$B$58,2,FALSE))","v":10000}]
[{"$f":"IF('Project Design'!P33=0,\"\",'Project Design'!P33)","v":"Underlying Soil Design Infiltration Rate (in/hr)"},{"$f":"IF(A20=\"\",\"\",VLOOKUP(A20,'Project Design'!$A$31:$B$58,2,FALSE))","v":0.6}]
[{"$f":"IF('Project Design'!P34=0,\"\",'Project Design'!P34)","v":"Underdrain Present?"},{"$f":"IF(A21=\"\",\"\",VLOOKUP(A21,'Project Design'!$A$31:$B$58,2,FALSE))","v":"yes"}]
[{"$f":"IF('Project Design'!P35=0,\"\",'Project Design'!P35)","v":"Ponding Depth (ft)"},{"$f":"IF(A22=\"\",\"\",VLOOKUP(A22,'Project Design'!$A$31:$B$58,2,FALSE))","v":2}]
[{"$f":"IF('Project Design'!P36=0,\"\",'Project Design'!P36)","v":"Planting Media Thickness (ft)"},{"$f":"IF(A23=\"\",\"\",VLOOKUP(A23,'Project Design'!$A$31:$B$58,2,FALSE))","v":3}]
[{"$f":"'Project Design'!A41","v":"Stone Reservoir Thickness (ft)"},{"$f":"IF(A24=\"\",\"\",VLOOKUP(A24,'Project Design'!$A$31:$B$58,2,FALSE))","v":1}]
[{"$f":"'Project Design'!A54","v":"Approximate Total Footprint to Top of Freeboard, sq-ft"},{"$f":"IF(A25=\"\",\"\",VLOOKUP(A25,'Project Design'!$A$31:$B$58,2,FALSE))","v":3510}]
["See \"Project Design\" tab for detailed inputs"]
[]
["Summary of Whole Lifecycle Cost Results"]
[]
["Capital Costing Method","Line Item Engineer's Estimate"]
["Assumed Level of Maintenance",{"$f":"'Project Options'!B34","v":"M"}]
["Estimated Capital Cost, $ (2013)",{"$f":"'Whole Life Costs Summary'!B14","v":107343.75759638555}]
["Estimated NPV of Design Life Maintenance Costs, $ (2013)",{"$f":"'Whole Life Costs'!L3","v":46680}]
["Estimated NPV of Design Life Whole Life Cycle Cost, $ (2013)",{"$f":"SUM(B32:C33)","v":154023.75759638555}]
["Estimated Annualized Whole Life Cycle Cost, $/yr (2013)",{"$f":"B34/'Project Options'!B35","v":7701.1878798192774}]
["Costs are based on design life with routine and major maintenance."]
[]
["Summary of Volume and Pollutant Load Performance"]
[]
[null,"Average Annual Volume, cf/yr","Percent of Baseline Runoff Volume, %","Average Annual Pollutant Loads",null,null,null,null,null,null,null,null,null,null,null,null,null,null,"Average Annual Volume, cf/yr","Percent of Baseline Runoff Volume, %","Average Annual Pollutant Loads"]
["Volume and Pollutant Load Performance",null,null,"Pathogens (CFU/yr)",null,"Metals (lb/yr)",null,null,"Nutrients (lb/yr)",null,null,null,null,"Sediment (lb/yr)",null,null,null,null,null,null,"Pathogens (CFU)",null,"Metals (lb)",null,null,"Nutrients (lb)",null,null,null,null,"Sediment (lb)"]
[null,null,null,"E. Coli","Fecal Coliform","Total Copper","Total Lead","Total Zinc","Nitrate [NO3]","Total Kjeldahl Nitrogen [TKN]","Total Nitrogen","Dissolved Phosphorus","Total Phosphorus","Total Suspended Solids [TSS]",null,null,null,null,null,null,"E. Coli","Fecal Coliform","Total Copper","Total Lead","Total Zinc","Nitrate [NO3]","Total Kjeldahl Nitrogen [TKN]","Total Nitrogen","Dissolved Phosphorus","Total Phosphorus","Total Suspended Solids [TSS]"]
["Baseline Average Annual  Runoff Volume",{"$f":"IF(S43=0,0,IFERROR(ROUND(S43,3-1-INT(LOG(ABS(S43)))),\"N/A\"))","v":{"$error":"#VALUE!"}},"-",{"$f":"IF(U43=0,0,IFERROR(ROUND(U43,3-1-INT(LOG(ABS(U43)))),\"N/A\"))","v":{"$error":"#VALUE!"}},{"$f":"IF(V43=0,0,IFERROR(ROUND(V43,3-1-INT(LOG(ABS(V43)))),\"N/A\"))","v":{"$error":"#VALUE!"}},{"$error":"#VALUE!"},{"$error":"#VALUE!"},{"$error":"#VALUE!"},{"$error":"#VALUE!"},{"$error":"#VALUE!"},{"$error":"#VALUE!"},{"$error":"#VALUE!"},{"$error":"#VALUE!"},{"$error":"#VALUE!"},null,null,null,null,{"$f":"'Project Design'!B22","v":{"$error":"#VALUE!"}},"--",{"$f":"$S43*28316.8*100*'Pollutant Concentrations'!$I$26","v":{"$error":"#VALUE!"}},{"$f":"$S43*28316.8*100*'Pollutant Concentrations'!$I$25","v":{"$error":"#VALUE!"}},{"$f":"$S43*28.3168*'Pollutant Concentrations'!$I$19*10^-6*0.00220462","v":{"$error":"#VALUE!"}},{"$f":"$S43*28.3168*'Pollutant Concentrations'!$I$18*10^-6*0.00220462","v":{"$error":"#VALUE!"}},{"$f":"$S43*28.3168*'Pollutant Concentrations'!$I$17*10^-6*0.00220462","v":{"$error":"#VALUE!"}},{"$f":"$S43*28.3168*'Pollutant Concentrations'!$I$22*10^-3*0.00220462","v":{"$error":"#VALUE!"}},{"$f":"$S43*28.3168*'Pollutant Concentrations'!$I$23*10^-3*0.00220462","v":{"$error":"#VALUE!"}},{"$f":"$S43*28.3168*'Pollutant Concentrations'!$I$20*10^-3*0.00220462","v":{"$error":"#VALUE!"}},{"$f":"$S43*28.3168*'Pollutant Concentrations'!$I$24*10^-3*0.00220462","v":{"$error":"#VALUE!"}},{"$f":"$S43*28.3168*'Pollutant Concentrations'!$I$21*10^-3*0.00220462","v":{"$error":"#VALUE!"}},{"$f":"$S43*28.3168*'Pollutant Concentrations'!$I$16*10^-3*0.00220462","v":{"$error":"#VALUE!"}}]
["Runoff Bypassed",{"$f":"IF(S44=0,0,IFERROR(ROUND(S44,3-1-INT(LOG(ABS(S44)))),\"N/A\"))","v":{"$error":"#VALUE!"}},{"$f":"IF(T44=0,0,IFERROR(ROUND(T44,3-1-INT(LOG(ABS(T44)))),\"N/A\"))","v":{"$error":"#VALUE!"}},{"$f":"IF(U44=0,0,IFERROR(ROUND(U44,3-1-INT(LOG(ABS(U44)))),\"N/A\"))","v":{"$error":"#VALUE!"}},{"$f":"IF(V44=0,0,IFERROR(ROUND(V44,3-1-INT(LOG(ABS(V44)))),\"N/A\"))","v":{"$error":"#VALUE!"}},{"$f":"IF(W44=0,0,IFERROR(ROUND(W44,3-1-INT(LOG(ABS(W44)))),\"N/A\"))","v":{"$error":"#VALUE!"}},{"$f":"IF(X44=0,0,IFERROR(ROUND(X44,3-1-INT(LOG(ABS(X44)))),\"N/A\"))","v":{"$error":"#VALUE!"}},{"$f":"IF(Y44=0,0,IFERROR(ROUND(Y44,3-1-INT(LOG(ABS(Y44)))),\"N/A\"))","v":{"$error":"#VALUE!"}},{"$f":"IF(Z44=0,0,IFERROR(ROUND(Z44,3-1-INT(LOG(ABS(Z44)))),\"N/A\"))","v":{"$error":"#VALUE!"}},{"$f":"IF(AA44=0,0,IFERROR(ROUND(AA44,3-1-INT(LOG(ABS(AA44)))),\"N/A\"))","v":{"$error":"#VALUE!"}},{"$f":"IF(AB44=0,0,IFERROR(ROUND(AB44,3-1-INT(LOG(ABS(AB44)))),\"N/A\"))","v":{"$error":"#VALUE!"}},{"$f":"IF(AC44=0,0,IFERROR(ROUND(AC44,3-1-INT(LOG(ABS(AC44)))),\"N/A\"))","v":{"$error":"#VALUE!"}},{"$f":"IF(AD44=0,0,IFERROR(ROUND(AD44,3-1-INT(LOG(ABS(AD44)))),\"N/A\"))","v":{"$error":"#VALUE!"}},{"$f":"IF(AE44=0,0,IFERROR(ROUND(AE44,3-1-INT(LOG(ABS(AE44)))),\"N/A\"))","v":{"$error":"#VALUE!"}},null,null,null,null,{"$f":"S43-S45","v":{"$error":"#VALUE!"}},{"$f":"S44/$S$43","v":{"$error":"#VALUE!"}},{"$f":"S44*28316.8*100*'Pollutant Concentrations'!$I$26","v":{"$error":"#VALUE!"}},{"$f":"$S44*28316.8*100*'Pollutant Concentrations'!$I$25","v":{"$error":"#VALUE!"}},{"$f":"$S44*28.3168*'Pollutant Concentrations'!$I$19*10^-6*0.00220462","v":{"$error":"#VALUE!"}},{"$f":"$S44*28.3168*'Pollutant Concentrations'!$I$18*10^-6*0.00220462","v":{"$error":"#VALUE!"}},{"$f":"$S44*28.3168*'Pollutant Concentrations'!$I$17*10^-6*0.00220462","v":{"$error":"#VALUE!"}},{"$f":"$S44*28.3168*'Pollutant Concentrations'!$I$22*10^-3*0.00220462","v":{"$error":"#VALUE!"}},{"$f":"$S44*28.3168*'Pollutant Concentrations'!$I$23*10^-3*0.00220462","v":{"$error":"#VALUE!"}},{"$f":"$S44*28.3168*'Pollutant Concentrations'!$I$20*10^-3*0.00220462","v":{"$error":"#VALUE!"}},{"$f":"$S44*28.3168*'Pollutant Concentrations'!$I$24*10^-3*0.00220462","v":{"$error":"#VALUE!"}},{"$f":"$S44*28.3168*'Pollutant Concentrations'!$I$21*10^-3*0.00220462","v":{"$error":"#VALUE!"}},{"$f":"$S44*28.3168*'Pollutant Concentrations'!$I$16*10^-3*0.00220462","v":{"$error":"#VALUE!"}}]
["BMP Captured",{"$error":"#VALUE!"},{"$error":"#VALUE!"},{"$error":"#VALUE!"},{"$error":"#VALUE!"},{"$error":"#VALUE!"},{"$error":"#VALUE!"},{"$error":"#VALUE!"},{"$error":"#VALUE!"},{"$error":"#VALUE!"},{"$error":"#VALUE!"},{"$error":"#VALUE!"},{"$error":"#VALUE!"},{"$error":"#VALUE!"},null,null,null,null,{"$f":"'Project Design'!I57*'Results Summary Report'!S43","v":{"$error":"#VALUE!"}},{"$f":"S45/$S$43","v":{"$error":"#VALUE!"}},{"$f":"$T$45*U43","v":{"$error":"#VALUE!"}},{"$f":"$T$45*V43","v":{"$error":"#VALUE!"}},{"$error":"#VALUE!"},{"$error":"#VALUE!"},{"$error":"#VALUE!"},{"$error":"#VALUE!"},{"$error":"#VALUE!"},{"$error":"#VALUE!"},{"$error":"#VALUE!"},{"$error":"#VALUE!"},{"$error":"#VALUE!"}]
["Total Volume Reduction",{"$error":"#VALUE!"},{"$error":"#VALUE!"},{"$error":"#VALUE!"},{"$error":"#VALUE!"},{"$error":"#VALUE!"},{"$error":"#VALUE!"},{"$error":"#VALUE!"},{"$error":"#VALUE!"},{"$error":"#VALUE!"},{"$error":"#VALUE!"},{"$error":"#VALUE!"},{"$error":"#VALUE!"},{"$error":"#VALUE!"},null,null,null,null,{"$f":"ROUND(SUM(S47:S48),-2)","v":{"$error":"#VALUE!"}},{"$f":"S46/$S$43","v":{"$error":"#VALUE!"}},{"$f":"$T$46*U43","v":{"$error":"#VALUE!"}},{"$f":"$T$46*V43","v":{"$error":"#VALUE!"}},{"$error":"#VALUE!"},{"$error":"#VALUE!"},{"$error":"#VALUE!"},{"$error":"#VALUE!"},{"$error":"#VALUE!"},{"$error":"#VALUE!"},{"$error":"#VALUE!"},{"$error":"#VALUE!"},{"$error":"#VALUE!"}]
["ET Reduction",{"$error":"#VALUE!"},{"$f":"IF(T47=0,0,IFERROR(ROUND(T47,3-1-INT(LOG(ABS(T47)))),\"N/A\"))","v":{"$error":"#VALUE!"}},"-","-","-","-","-","-","-","-","-","-","-",null,null,null,null,{"$f":"'Project Design'!J57*'Results Summary Report'!S43","v":{"$error":"#VALUE!"}},{"$error":"#VALUE!"},"-","-","-","-","-","-","-","-","-","-","-"]
["Infiltration Reduction",{"$error":"#VALUE!"},{"$error":"#VALUE!"},"-","-","-","-","-","-","-","-","-","-","-",null,null,null,null,{"$f":"'Project Design'!K57*'Results Summary Report'!S43","v":{"$error":"#VALUE!"}},{"$error":"#VALUE!"},"-","-","-","-","-","-","-","-","-","-","-"]
["Treatment Reduction","-","-",{"$error":"#VALUE!"},{"$error":"#VALUE!"},{"$error":"#VALUE!"},{"$error":"#VALUE!"},{"$error":"#VALUE!"},{"$error":"#VALUE!"},{"$error":"#VALUE!"},{"$error":"#VALUE!"},{"$error":"#VALUE!"},{"$error":"#VALUE!"},{"$error":"#VALUE!"},null,null,null,null,"-","-",{"$f":"IF(U45-U46<=U50,0,U45-U46-U50)","v":{"$error":"#VALUE!"}},{"$f":"IF(V45-V46<=V50,0,V45-V46-V50)","v":{"$error":"#VALUE!"}},{"$error":"#VALUE!"},{"$error":"#VALUE!"},{"$error":"#VALUE!"},{"$error":"#VALUE!"},{"$error":"#VALUE!"},{"$error":"#VALUE!"},{"$error":"#VALUE!"},{"$error":"#VALUE!"},{"$error":"#VALUE!"}]
["BMP Effluent",{"$error":"#VALUE!"},{"$error":"#VALUE!"},{"$error":"#VALUE!"},{"$error":"#VALUE!"},{"$error":"#VALUE!"},{"$error":"#VALUE!"},{"$error":"#VALUE!"},{"$error":"#VALUE!"},{"$error":"#VALUE!"},{"$error":"#VALUE!"},{"$error":"#VALUE!"},{"$error":"#VALUE!"},{"$error":"#VALUE!"},null,null,null,null,{"$f":"S43-S44-S46","v":{"$error":"#VALUE!"}},{"$f":"S50/S43","v":{"$error":"#VALUE!"}},{"$f":"S50*28316.8*100*'Pollutant Concentrations'!K26","v":{"$error":"#VALUE!"}},{"$f":"$S50*28316.8*100*'Pollutant Concentrations'!$K$25","v":{"$error":"#VALUE!"}},{"$f":"$S50*28.3168*'Pollutant Concentrations'!$K$19*10^-6*0.00220462","v":{"$error":"#VALUE!"}},{"$f":"$S50*28.3168*'Pollutant Concentrations'!$K$18*10^-6*0.00220462","v":{"$error":"#VALUE!"}},{"$f":"$S50*28.3168*'Pollutant Concentrations'!$K$17*10^-6*0.00220462","v":{"$error":"#VALUE!"}},{"$f":"$S50*28.3168*'Pollutant Concentrations'!$K$22*10^-3*0.00220462","v":{"$error":"#VALUE!"}},{"$f":"$S50*28.3168*'Pollutant Concentrations'!$K$23*10^-3*0.00220462","v":{"$error":"#VALUE!"}},{"$f":"$S50*28.3168*'Pollutant Concentrations'!$K$20*10^-3*0.00220462","v":{"$error":"#VALUE!"}},{"$f":"$S50*28.3168*'Pollutant Concentrations'!$K$24*10^-3*0.00220462","v":{"$error":"#VALUE!"}},{"$f":"$S50*28.3168*'Pollutant Concentrations'!$K$21*10^-3*0.00220462","v":{"$error":"#VALUE!"}},{"$f":"$S50*28.3168*'Pollutant Concentrations'!$K$16*10^-3*0.00220462","v":{"$error":"#VALUE!"}}]
["Total Discharge",{"$error":"#VALUE!"},{"$error":"#VALUE!"},{"$error":"#VALUE!"},{"$error":"#VALUE!"},{"$error":"#VALUE!"},{"$error":"#VALUE!"},{"$error":"#VALUE!"},{"$error":"#VALUE!"},{"$error":"#VALUE!"},{"$error":"#VALUE!"},{"$error":"#VALUE!"},{"$error":"#VALUE!"},{"$error":"#VALUE!"},null,null,null,null,{"$f":"S50+S44","v":{"$error":"#VALUE!"}},{"$f":"S51/S43","v":{"$error":"#VALUE!"}},{"$f":"U50+U44","v":{"$error":"#VALUE!"}},{"$f":"V50+V44","v":{"$error":"#VALUE!"}},{"$error":"#VALUE!"},{"$error":"#VALUE!"},{"$error":"#VALUE!"},{"$error":"#VALUE!"},{"$error":"#VALUE!"},{"$error":"#VALUE!"},{"$error":"#VALUE!"},{"$error":"#VALUE!"},{"$error":"#VALUE!"}]
["BMP Load Reduction","-","-",{"$error":"#VALUE!"},{"$error":"#VALUE!"},{"$error":"#VALUE!"},{"$error":"#VALUE!"},{"$error":"#VALUE!"},{"$error":"#VALUE!"},{"$error":"#VALUE!"},{"$error":"#VALUE!"},{"$error":"#VALUE!"},{"$error":"#VALUE!"},{"$error":"#VALUE!"},null,null,null,null,"-",null,{"$f":"U45-U50","v":{"$error":"#VALUE!"}},{"$f":"V45-V50","v":{"$error":"#VALUE!"}},{"$error":"#VALUE!"},{"$error":"#VALUE!"},{"$error":"#VALUE!"},{"$error":"#VALUE!"},{"$error":"#VALUE!"},{"$error":"#VALUE!"},{"$error":"#VALUE!"},{"$error":"#VALUE!"},{"$error":"#VALUE!"}]
["% Annual BMP Load Reduction","-","-",{"$error":"#VALUE!"},{"$error":"#VALUE!"},{"$error":"#VALUE!"},{"$error":"#VALUE!"},{"$error":"#VALUE!"},{"$error":"#VALUE!"},{"$error":"#VALUE!"},{"$error":"#VALUE!"},{"$error":"#VALUE!"},{"$error":"#VALUE!"},{"$error":"#VALUE!"},null,null,null,null,null,null,{"$f":"U52/U43","v":{"$error":"#VALUE!"}},{"$f":"V52/V43","v":{"$error":"#VALUE!"}},{"$error":"#VALUE!"},{"$error":"#VALUE!"},{"$error":"#VALUE!"},{"$error":"#VALUE!"},{"$error":"#VALUE!"},{"$error":"#VALUE!"},{"$error":"#VALUE!"},{"$error":"#VALUE!"},{"$error":"#VALUE!"}]
[]
["Annualized Cost Per Unit of Performance","Hydrologic Performance\n ($/cu-ft removed)",null,"Pathogens\n($/10^12 CFU removed)",null,"Metals\n($/lb removed)",null,null,"Nutrients\n($/lb removed)",null,null,null,null,"Sediment\n($/lb removed)"]
[null,"Volume Reduction","Volume Capture","E. Coli","Fecal Coliform","Total Copper","Total Lead","Total Zinc","Nitrate [NO3]","Total Kjeldahl Nitrogen [TKN]","Total Nitrogen","Dissolved Phosphorus","Total Phosphorus","Total Suspended Solids [TSS]"]
["Whole Lifecycle Cost per Unit, annualized (2013 dollars)",{"$f":"B35/B46","v":{"$error":"#VALUE!"}},{"$f":"B35/B45","v":{"$error":"#VALUE!"}},{"$f":"$B$35/(D52/10^12)","v":{"$error":"#VALUE!"}},{"$f":"$B$35/(E52/10^12)","v":{"$error":"#VALUE!"}},{"$f":"$B$35/(F52)","v":{"$error":"#VALUE!"}},{"$error":"#VALUE!"},{"$error":"#VALUE!"},{"$error":"#VALUE!"},{"$error":"#VALUE!"},{"$error":"#VALUE!"},{"$error":"#VALUE!"},{"$error":"#VALUE!"},{"$error":"#VALUE!"}]
[]
[]
[]
[]
[]
[]
[]
[]
[]
[]
[]
[]
[]
[]
[]
[]
[]
[]
[]
[]
[]
[]
[]
[]
["Summary of Average Water Quality Concentrations"]
[]
["Average Influent and Effluent Quality Summary Table",null,null,"Average Annual Concentration"]
[null,null,null,"Pathogens (CFU/100ml)",null,"Metals (mg/L)",null,null,"Nutrients (mg/L)",null,null,null,null,"Sediment (mg/L)"]
[null,null,null,"E. Coli","Fecal Coliform","Total Copper","Total Lead","Total Zinc","Nitrate [NO3]","Total Kjeldahl Nitrogen [TKN]","Total Nitrogen","Dissolved Phosphorus","Total Phosphorus","Total Suspended Solids [TSS]"]
["Influent Concentration",null,null,{"$f":"VLOOKUP(D$93,'Pollutant Concentrations'!$A$16:$K$26,9,FALSE)","v":6025.22},{"$f":"VLOOKUP(E$93,'Pollutant Concentrations'!$A$16:$K$26,9,FALSE)","v":8699.89},{"$f":"VLOOKUP(F$93,'Pollutant Concentrations'!$A$16:$K$26,9,FALSE)","v":41.76},{"$f":"VLOOKUP(G$93,'Pollutant Concentrations'!$A$16:$K$26,9,FALSE)","v":44.08},{"$f":"VLOOKUP(H$93,'Pollutant Concentrations'!$A$16:$K$26,9,FALSE)","v":189.93},{"$f":"VLOOKUP(I$93,'Pollutant Concentrations'!$A$16:$K$26,9,FALSE)","v":1.06},{"$f":"VLOOKUP(J$93,'Pollutant Concentrations'!$A$16:$K$26,9,FALSE)","v":2.3199999999999998},{"$f":"VLOOKUP(K$93,'Pollutant Concentrations'!$A$16:$K$26,9,FALSE)","v":3.38},{"$f":"VLOOKUP(L$93,'Pollutant Concentrations'!$A$16:$K$26,9,FALSE)","v":0.25},{"$f":"VLOOKUP(M$93,'Pollutant Concentrations'!$A$16:$K$26,9,FALSE)","v":0.44201949947000002},{"$f":"VLOOKUP(N$93,'Pollutant Concentrations'!$A$16:$K$26,9,FALSE)","v":138.84}]
["Treated Effluent Concentration",null,null,{"$f":"VLOOKUP(D$93,'Pollutant Concentrations'!$A$16:$K$26,11,FALSE)","v":236.43933070050844},{"$f":"VLOOKUP(E$93,'Pollutant Concentrations'!$A$16:$K$26,11,FALSE)","v":229.61935638949581},{"$f":"VLOOKUP(F$93,'Pollutant Concentrations'!$A$16:$K$26,11,FALSE)","v":15.698659097513076},{"$f":"VLOOKUP(G$93,'Pollutant Concentrations'!$A$16:$K$26,11,FALSE)","v":44.08},{"$f":"VLOOKUP(H$93,'Pollutant Concentrations'!$A$16:$K$26,11,FALSE)","v":39.805023006439278},{"$f":"VLOOKUP(I$93,'Pollutant Concentrations'!$A$16:$K$26,11,FALSE)","v":1.06},{"$f":"VLOOKUP(J$93,'Pollutant Concentrations'!$A$16:$K$26,11,FALSE)","v":1.9650596258506083},{"$f":"VLOOKUP(K$93,'Pollutant Concentrations'!$A$16:$K$26,11,FALSE)","v":3.0250596258506084},{"$f":"VLOOKUP(L$93,'Pollutant Concentrations'!$A$16:$K$26,11,FALSE)","v":0.25},{"$f":"VLOOKUP(M$93,'Pollutant Concentrations'!$A$16:$K$26,11,FALSE)","v":0.44201949947000002},{"$f":"VLOOKUP(N$93,'Pollutant Concentrations'!$A$16:$K$26,11,FALSE)","v":16.907380343635399}]
["Whole Effluent Concentration*",null,null,{"$f":"U51/($S$51*28316.8*100)","v":{"$error":"#VALUE!"}},{"$f":"V51/($S$51*28316.8*100)","v":{"$error":"#VALUE!"}},{"$f":"W51*453592370/($S$51*28.3168)","v":{"$error":"#VALUE!"}},{"$f":"X51*453592370/($S$51*28.3168)","v":{"$error":"#VALUE!"}},{"$error":"#VALUE!"},{"$f":"Z51*453592/($S$51*28.3168)","v":{"$error":"#VALUE!"}},{"$f":"AA51*453592/($S$51*28.3168)","v":{"$error":"#VALUE!"}},{"$error":"#VALUE!"},{"$error":"#VALUE!"},{"$error":"#VALUE!"},{"$error":"#VALUE!"}]
["* Accounting for treated effluent quality, bypass effluent quality, capture efficiency and volume reduction"]
[]
[]
[null,null,null,"Escherichia Coli [E. Coli] (col/100mL)","Fecal Coliform (col/100mL)","Total Copper (ug/L)","Total Lead (ug/L)","Total Zinc (ug/L)","Nitrate [NO3] (mg/L)","Total Kjeldahl Nitrogen [TKN] (mg/L)","Total Nitrogen (mg/L)","Dissolved Phosphorus (mg/L)","Total Phosphorus (mg/L)","Total Suspended Solids (mg/L)"]

{"sheet":"Supporting Data","index":7,"n_rows":54,"n_cols":7,"rows_kept":54,"cut":false,"hidden":false,"merged":[[56,4,56,7],[1,1,1,2],[2,1,2,2],[3,1,3,2],[55,4,55,7]]}
[{"$f":"'Project Location'!A1","v":"NCHRP Bioretention Evaluation Tool"}]
["Project Title",{"$f":"'Project Location'!C2","v":"Test Run"}]
["Project Location",{"$f":"'Project Location'!C3","v":"Portland, OR"}]
["Company",{"$f":"'Project Location'!C4","v":"Geosyntec Consultants"}]
[]
["Supporting Data from Continuous Simulation Lookup Database"]
[]
[]
[null,"Rain Gage Used for Nomograph Development",null,null,null,"Project Data Used to Localize Model Results"]
[null,"Rain Gage ID",{"$f":"'Project Location'!P14","v":"Select Rain Gage"},null,null,"Project Location 85th Percentile - 24 hour storm depth (in)",{"$f":"'Project Location'!P22","v":"Select Rain Gage"}]
[null,"State",{"$f":"'Project Location'!O11","v":0},null,null,"Project Location Annual Average Precipitation Depth (in)",{"$f":"'Project Location'!P23","v":"Select Rain Gage"}]
[null,"Climate Division and Name",{"$f":"'Project Location'!P11","v":0}]
[null,"Elevation, feet",{"$f":"'Project Location'!P15","v":"Select Rain Gage"}]
[null,"85th Percentile, 24-hour Storm Depth, inches",{"$f":"'Project Location'!P16","v":"Select Rain Gage"}]
[null,"95th Percentile, 24-hour Storm Depth, inches",{"$f":"'Project Location'!P17","v":"Select Rain Gage"}]
[null,"Average Annual Precipitation, inches",{"$f":"'Project Location'!P18","v":"Select Rain Gage"}]
[]
[null,"Supporting Drawdown Nomograph, from SWMM Continuous Simulation",null,null,null,"Supporting ET Nomograph, from SWMM Continuous Simulation"]
[]
[]
[]
[]
[]
[]
[]
[]
[]
[]
[]
[]
[]
[]
[]
[]
[]
[]
[]
[]
[]
[]
[]
[]
[]
[]
[]
[]
[]
[]
[]
[]
[]
[]
[]
["These charts represent graphical depictions of the long term continuous simulation model results used in the Tool calculations"]

{"sheet":"Whole Life Costs Summary","index":8,"n_rows":39,"n_cols":39,"rows_kept":39,"cut":false,"hidden":false,"merged":[[32,1,32,3],[24,0,25,0],[9,0,10,0],[9,1,10,3],[15,0,17,0],[15,1,17,1],[15,2,17,2],[15,3,17,3],[13,1,13,3],[12,1,12,3],[11,1,11,3],[24,3,25,3],[24,2,25,2],[24,1,25,1],[37,1,37,3],[36,1,36,3],[35,1,35,3],[34,1,34,3],[33,1,33,3]]}
[{"$f":"'Project Location'!A1","v":"NCHRP Bioretention Evaluation Tool"}]
["Project Title",{"$f":"'Project Location'!$C$2","v":"Test Run"}]
["Project Location",{"$f":"'Project Location'!$C$3","v":"Portland, OR"}]
["Company",{"$f":"'Project Location'!$C$4","v":"Geosyntec Consultants"}]
[]
[]
[null,null,null,null,null,null,null,null,null,null,null,null,null,null,null,null,null,null,null,null,null,null,null,null,null,null,null,null,null,null,null,null,null,null,null,null,null,null,"Y"]
["Whole Life Cycle Costs Summary",null,null,null,null,null,null,null,null,null,null,null,null,null,null,null,null,null,null,null,null,null,null,null,null,null,null,null,null,null,null,null,null,null,null,null,null,null,"N"]
[]
["CAPITAL COSTS","Total Cost"]
[]
["Total Facility Base Cost",{"$f":"'Capital Costs'!J36","v":68920.550623682531}]
["Total Associated Capital Costs (e.g., Engineering, Land, etc.)",{"$f":"'Capital Costs'!H51","v":38423.20697270301}]
["Capital Costs",{"$f":"'Capital Costs'!B8","v":107343.75759638555}]
[]
["REGULAR MAINTENANCE ACTIVITIES","Years between Events","Total Cost per Visit","Total Cost per Year"]
[]
[]
[{"$f":"'Maintenance Costs'!B16","v":"Inspection, Reporting & Information Management"},{"$f":"'Maintenance Costs'!E16/12","v":1},{"$f":"'Maintenance Costs'!W16","v":280},{"$f":"IF(B19=0,0,C19/B19)","v":280}]
[{"$f":"'Maintenance Costs'!B17","v":"Vegetation Management with Trash & Minor Debris Removal"},{"$f":"'Maintenance Costs'!E17/12","v":1},{"$f":"'Maintenance Costs'!W17","v":1380},{"$f":"IF(B20=0,0,C20/B20)","v":1380}]
[{"$f":"'Maintenance Costs'!B18","v":"add additional activities if necessary"},{"$f":"'Maintenance Costs'!E18/12","v":0},{"$f":"'Maintenance Costs'!W18","v":0},{"$f":"IF(B21=0,0,C21/B21)","v":0}]
[{"$f":"'Maintenance Costs'!B19","v":"add additional activities if necessary"},{"$f":"'Maintenance Costs'!E19/12","v":0},{"$f":"'Maintenance Costs'!W19","v":0},{"$f":"IF(B22=0,0,C22/B22)","v":0}]
["Totals, Regular Maintenance Activities",null,null,{"$f":"SUM(D19:D22)","v":1660}]
[]
["CORRECTIVE AND INFREQUENT MAINTENANCE ACTIVITIES (Unplanned and/or >3yrs. betw. events)","Years between Events","Total Cost per Visit","Total Cost\nper Year"]
[]
[{"$f":"'Maintenance Costs'!B25","v":"Corrective Maintenance"},{"$f":"'Maintenance Costs'!E25/12","v":8},{"$f":"'Maintenance Costs'!W25","v":6740},{"$f":"IF(B27=0,0,C27/B27)","v":842.5}]
[{"$f":"'Maintenance Costs'!B26","v":"Sediment Management"},{"$f":"'Maintenance Costs'!E26/12","v":25},{"$f":"'Maintenance Costs'!W26","v":2580},{"$f":"IF(B28=0,0,C28/B28)","v":103.2}]
[{"$f":"'Maintenance Costs'!B27","v":"add additional activities if necessary"},{"$f":"'Maintenance Costs'!E27/12","v":0},{"$f":"'Maintenance Costs'!W27","v":0},{"$f":"IF(B29=0,0,C29/B29)","v":0}]
["Totals, Corrective & Infrequent Maintenance Activities",null,null,{"$f":"SUM(D27:D29)","v":945.7}]
[]
[]
["Capital Costing Method",{"$f":"'Results Summary Report'!B30:C30","v":"Line Item Engineer's Estimate"}]
["Assumed Level of Maintenance",{"$f":"'Results Summary Report'!B31:C31","v":"M"}]
["Estimated Capital Cost, $ (2013)",{"$f":"'Results Summary Report'!B32:C32","v":107343.75759638555}]
["Estimated NPV of Design Life Maintenance Costs, $ (2013)",{"$f":"'Results Summary Report'!B33:C33","v":46680}]
["Estimated NPV of Design Life Whole Life Cycle Cost, $ (2013)",{"$f":"'Results Summary Report'!B34:C34","v":154023.75759638555}]
["Estimated Annualized Whole Life Cycle Cost, $/yr (2013)",{"$f":"'Results Summary Report'!B35:C35","v":7701.1878798192774}]
["Totals are based on design life with routine and major maintenance."]

{"sheet":"Rain Gage Summary","index":9,"n_rows":348,"n_cols":15,"rows_kept":348,"cut":false,"hidden":true,"merged":[]}
[" Station ID","Climate Division - Rain Gage","State","County","Climate Division","Elevation","85th Percentile","95th Percentile","Average Annual"," Station ID","Climate Division - Rain Gage"]
[15550,"[6] PRAIRIE - MONTGOMERY AP ASOS","AL","MONTGOMERY",6,202,1.25,2.0099999999999998,50.958726554660103,15550,"[6] PRAIRIE - MONTGOMERY AP ASOS"]
[26481,"[6] SOUTH CENTRAL - PHOENIX AP","AZ","MARICOPA",6,1107,0.67,1.02,7.2056578406174303,26481,"[6] SOUTH CENTRAL - PHOENIX AP"]
[47769,"[4] CENTRAL COAST DRNG. - SAN FRANCISCO WSO AP","CA","SAN MATEO",4,8,0.89,1.39,20.1809709584711,47769,"[4] CENTRAL COAST DRNG. - SAN FRANCISCO WSO AP"]
[45114,"[6] SOUTH COAST DRNG. - LOS ANGELES INTL AP","CA","LOS ANGELES",6,97,1.02,1.6,12.3051502429536,45114,"[6] SOUTH COAST DRNG. - LOS ANGELES INTL AP"]
[47740,"[6] SOUTH COAST DRNG. - SAN DIEGO WSO AP","CA","SAN DIEGO",6,15,0.78,1.25,9.7954187791749394,47740,"[6] SOUTH COAST DRNG. - SAN DIEGO WSO AP"]
[85663,"[6] LOWER EAST COAST - MIAMI INTL AP","FL","MIAMI-DADE",6,29,1.28,2.2000000000000002,58.883741625309,85663,"[6] LOWER EAST COAST - MIAMI INTL AP"]
[90451,"[2] NORTH CENTRAL - ATLANTA/MUN., GA.","GA","FULTON",2,1010,1.1399999999999999,1.8,48.999608631629798,90451,"[2] NORTH CENTRAL - ATLANTA/MUN., GA."]
[101022,"[5] SOUTHWESTERN VALLEYS - BOISE AIR TERMINAL","ID","ADA",5,2814,0.42,0.61,11.5045419821974,101022,"[5] SOUTHWESTERN VALLEYS - BOISE AIR TERMINAL"]
[124259,"[5] CENTRAL - INDIANAPOLIS INTL AP","IN","MARION",5,790,0.91,1.47,40.427824877002699,124259,"[5] CENTRAL - INDIANAPOLIS INTL AP"]
[132203,"[5] CENTRAL - DES MOINES AP","IA","POLK",5,957,0.91,1.5,32.261402697125,132203,"[5] CENTRAL - DES MOINES AP"]
[160549,"[6] EAST CENTRAL - BATON ROUGE METRO AP","LA","EAST BATON ROUGE",6,64,1.36,2.2999999999999998,57.724417306923499,160549,"[6] EAST CENTRAL - BATON ROUGE METRO AP"]
[215435,"[6] EAST CENTRAL - MINNEAPOLIS/ST PAUL AP","MN","HENNEPIN",6,872,0.8,1.33,27.729709270311702,215435,"[6] EAST CENTRAL - MINNEAPOLIS/ST PAUL AP"]
[244055,"[4] CENTRAL - HELENA AP ASOS","MT","LEWIS AND CLARK",4,3828,0.45,0.73,11.0347127383643,244055,"[4] CENTRAL - HELENA AP ASOS"]
[305811,"[4] COASTAL - NEW YORK LA GUARDIA AP","NY","QUEENS",4,11,1,1.68,43.142663833732797,305811,"[4] COASTAL - NEW YORK LA GUARDIA AP"]
[300042,"[5] HUDSON VALLEY - ALBANY INTL AP","NY","ALBANY",5,275,0.8,1.27,36.674898136458502,300042,"[5] HUDSON VALLEY - ALBANY INTL AP"]
[317069,"[4] CENTRAL PIEDMONT - RALEIGH  AP","NC","WAKE",4,416,0.99,1.57,42.2305432688404,317069,"[4] CENTRAL PIEDMONT - RALEIGH  AP"]
[320819,"[8] SOUTH CENTRAL - BISMARCK MUNI AP","ND","BURLEIGH",8,1651,0.66,1.1200000000000001,15.8931293881458,320819,"[8] SOUTH CENTRAL - BISMARCK MUNI AP"]
[346661,"[5] CENTRAL - OKLAHOMA CITY WILL ROGERS AP","OK","OKLAHOMA",5,1285,1.17,1.87,33.154702814476998,346661,"[5] CENTRAL - OKLAHOMA CITY WILL ROGERS AP"]
[356751,"[2] WILLAMETTE VALLEY - PORTLAND INTL AP","OR","MULTNOMAH",2,19,0.63,0.98,36.668365003488702,356751,"[2] WILLAMETTE VALLEY - PORTLAND INTL AP"]
[381939,"[6] CENTRAL - COLUMBIA METRO AP","SC","LEXINGTON",6,225,1.19,1.92,45.149107883625597,381939,"[6] CENTRAL - COLUMBIA METRO AP"]
[406402,"[3] MIDDLE - NASHVILLE ASOS","TN","DAVIDSON",3,600,1.05,1.75,47.799301791763199,406402,"[3] MIDDLE - NASHVILLE ASOS"]
[412797,"[5] TRANS PECOS - EL PASO AP","TX","EL PASO",5,3918,0.6,1.04,8.4729255843169504,412797,"[5] TRANS PECOS - EL PASO AP"]
[427598,"[3] NORTH CENTRAL - SALT LAKE CITY INTL AP","UT","SALT LAKE",3,4225,0.51,0.8,15.320145410649401,427598,"[3] NORTH CENTRAL - SALT LAKE CITY INTL AP",null,null,"State","OR"]
[448906,"[4] NORTHERN - WASHINGTON/NAT., VA.","VA","ARLINGTON",4,10,0.94,1.5,39.597033383956898,448906,"[4] NORTHERN - WASHINGTON/NAT., VA.","Climate Division Filter"]
[14064,"[1] NORTHERN VALLEY - HUNTSVILLE INTL AP","AL","MADISON",1,624,1.24,2,54.9199579921302,14064,"[1] NORTHERN VALLEY - HUNTSVILLE INTL AP",{"$f":"VLOOKUP('Project Location'!O11,'Project Location'!Y2:Z51,2,FALSE)","v":{"$error":"#N/A"}},null,"Row Labels"]
[10831,"[2] APPALACHIAN MOUNTAIN - BIRMINGHAM AP ASOS","AL","JEFFERSON",2,615,1.2,1.93,45.103104268769499,10831,"[2] APPALACHIAN MOUNTAIN - BIRMINGHAM AP ASOS",null,null,"[1] COASTAL AREA - ASTORIA AP PORT OF"]
[10063,"[3] UPPER PLAINS - ADDISON","AL","WINSTON",3,818,1.3,2.1,51.219776903393097,10063,"[3] UPPER PLAINS - ADDISON",null,null,"[2] WILLAMETTE VALLEY - PORTLAND INTL AP"]
[14209,"[4] EASTERN VALLEY - JACKSONVILLE","AL","CALHOUN",4,688,1.2,1.92,45.638574430053197,14209,"[4] EASTERN VALLEY - JACKSONVILLE",null,null,"[3] SOUTHWESTERN VALLEYS - MEDFORD INTL AP"]
[12124,"[5] PIEDMONT PLATEAU - DADEVILLE 2","AL","TALLAPOOSA",5,733,1.3,2,51.701422516589098,12124,"[5] PIEDMONT PLATEAU - DADEVILLE 2",null,null,"[4] NORTHERN CASCADES - ESTACADA 24 SE"]
[10140,"[7] COASTAL PLAIN - ALBERTA","AL","WILCOX",7,175,1.4,2.2000000000000002,55.167222104976702,10140,"[7] COASTAL PLAIN - ALBERTA",null,null,"[5] HIGH PLATEAU - GERBER DAM"]
[15478,"[8] GULF - MOBILE REGIONAL AP","AL","MOBILE",8,215,1.45,2.42,58.616081582496697,15478,"[8] GULF - MOBILE REGIONAL AP",null,null,"[6] NORTH CENTRAL - PENDLETON E OR RGNL AP"]
[24645,"[1] NORTHWEST - KINGMAN #2","AZ","MOHAVE",1,3539,0.8,1.2,8.9992980678706296,24645,"[1] NORTHWEST - KINGMAN #2",null,null,"[7] SOUTH CENTRAL - LAKEVIEW 2 NNW"]
[29439,"[2] NORTHEAST - WINSLOW AP","AZ","NAVAJO",2,4886,0.48,0.75,7.2817907594776896,29439,"[2] NORTHEAST - WINSLOW AP",null,null,"[8] NORTHEAST - PRAIRIE CITY RS"]
[20487,"[3] NORTH CENTRAL - ASH FORK 3","AZ","YAVAPAI",3,5075,0.69,1.1000000000000001,12.255190810118901,20487,"[3] NORTH CENTRAL - ASH FORK 3",null,null,"[9] SOUTHEAST - JORDAN VALLEY"]
[26323,"[4] EAST CENTRAL - PAYSON","AZ","GILA",4,4850,0.9,1.5,19.304966977310499,26323,"[4] EAST CENTRAL - PAYSON",null,null,"Grand Total"]
[29660,"[5] SOUTHWEST - YUMA WSO AP","AZ","YUMA",5,206,0.57999999999999996,1.1100000000000001,2.9133797970488802,29660,"[5] SOUTHWEST - YUMA WSO AP"]
[28820,"[7] SOUTHEAST - TUCSON INTL AP","AZ","PIMA",7,2549,0.66,1.1000000000000001,11.261923334010399,28820,"[7] SOUTHEAST - TUCSON INTL AP"]
[32356,"[1] NORTHWEST - EUREKA SPRINGS 3 WNW","AR","CARROLL",1,1420,1.2,1.91,43.160099726593501,32356,"[1] NORTHWEST - EUREKA SPRINGS 3 WNW"]
[32794,"[2] NORTH CENTRAL - GILBERT","AR","SEARCY",2,620,1.18,1.95,42.912752287980503,32794,"[2] NORTH CENTRAL - GILBERT"]
[30458,"[3] NORTHEAST - BATESVILLE LVSTK","AR","INDEPENDENCE",3,571,1.3,2.1,45.946523350982297,30458,"[3] NORTHEAST - BATESVILLE LVSTK"]
[32574,"[4] WEST CENTRAL - FT SMITH RGNL AP","AR","SEBASTIAN",4,449,1.2,1.92,42.348915585491099,32574,"[4] WEST CENTRAL - FT SMITH RGNL AP"]
[34248,"[5] CENTRAL - LITTLE ROCK ADAMS FLD","AR","PULASKI",5,258,1.28,2.1,29.292320743432899,34248,"[5] CENTRAL - LITTLE ROCK ADAMS FLD"]
[36920,"[6] EAST CENTRAL - STUTTGART 9 ESE","AR","ARKANSAS",6,198,1.3,2.2000000000000002,47.832965677706298,36920,"[6] EAST CENTRAL - STUTTGART 9 ESE"]
[32810,"[7] SOUTHWEST - GILLHAM DAM","AR","POLK",7,520,1.5,2.4,54.294502269735901,32810,"[7] SOUTHWEST - GILLHAM DAM"]
[30220,"[8] SOUTH CENTRAL - ARKADELPHIA 2 N","AR","CLARK",8,196,1.44,2.2999999999999998,52.461847632528197,30220,"[8] SOUTH CENTRAL - ARKADELPHIA 2 N"]
[35754,"[9] SOUTHEAST - PINE BLUFF","AR","JEFFERSON",9,215,1.4,2.2000000000000002,49.2808479244881,35754,"[9] SOUTHEAST - PINE BLUFF"]
[42910,"[1] NORTH COAST DRAINAGE - EUREKA WFO WOODLEY IS","CA","HUMBOLDT",1,20,0.88,1.37,39.2170512827769,42910,"[1] NORTH COAST DRAINAGE - EUREKA WFO WOODLEY IS"]
[40161,"[2] SACRAMENTO DRNG. - ALTURAS","CA","MODOC",2,4400,0.5,0.72,12.323587980482101,40161,"[2] SACRAMENTO DRNG. - ALTURAS"]
[48873,"[3] NORTHEAST INTER. BASINS - TERMO 1 E","CA","LASSEN",3,5300,0.49,0.8,10.033020538884699,48873,"[3] NORTHEAST INTER. BASINS - TERMO 1 E"]
[43257,"[5] SAN JOAQUIN DRNG. - FRESNO YOSEMITE INT'L","CA","FRESNO",5,333,0.68,0.97,10.905569496770701,43257,"[5] SAN JOAQUIN DRNG. - FRESNO YOSEMITE INT'L"]
[44232,"[7] SOUTHEAST DESERT BASIN - INDEPENDENCE","CA","INYO",7,3950,0.7,1.3,4.8396085141279599,44232,"[7] SOUTHEAST DESERT BASIN - INDEPENDENCE"]
[53477,"[1] ARKANSAS DRAINAGE BASIN - GRANADA","CO","PROWERS",1,3484,0.8,1.4,14.591443739255901,53477,"[1] ARKANSAS DRAINAGE BASIN - GRANADA"]
[53488,"[2] COLORADO DRAINAGE BASIN - GRAND JUNCTION WALKER","CO","MESA",2,4858,0.42,0.61,8.4675887472262108,53488,"[2] COLORADO DRAINAGE BASIN - GRAND JUNCTION WALKER"]
[50304,"[3] KANSAS DRAINAGE BASIN - ARAPAHOE","CO","CHEYENNE",3,4020,0.8,1.3,15.4886188643747,50304,"[3] KANSAS DRAINAGE BASIN - ARAPAHOE"]
[51179,"[4] PLATTE DRAINAGE BASIN - BYERS 5 ENE","CO","ADAMS",4,5100,0.7,1.2,14.5019973181131,51179,"[4] PLATTE DRAINAGE BASIN - BYERS 5 ENE"]
[57337,"[5] RIO GRANDE DRAINAGE BASIN - SAGUACHE","CO","SAGUACHE",5,7701,0.44,0.64,8.0820283906143597,57337,"[5] RIO GRANDE DRAINAGE BASIN - SAGUACHE"]
[65445,"[1] NORTHWEST - NORFOLK 2 SW","CT","LITCHFIELD",1,1340,1.04,1.69,50.754002468978598,65445,"[1] NORTHWEST - NORFOLK 2 SW"]
[63456,"[2] CENTRAL - HARTFORD","CT","HARTFORD",2,190,1.01,1.6,44.907378057766003,63456,"[2] CENTRAL - HARTFORD"]
[60806,"[3] COASTAL - BRIDGEPORT SIKORSKY AP","CT","FAIRFIELD",3,5,0.96,1.6,41.719486331577798,60806,"[3] COASTAL - BRIDGEPORT SIKORSKY AP"]
[79595,"[1] NORTHERN - WILMINGTON NEW CASTLE","DE","NEW CASTLE",1,79,0.99,1.62,37.710656259354899,79595,"[1] NORTHERN - WILMINGTON NEW CASTLE"]
[73570,"[2] SOUTHERN - GEORGETOWN 5 SW","DE","SUSSEX",2,45,1.1000000000000001,1.7,40.0292458266251,73570,"[2] SOUTHERN - GEORGETOWN 5 SW"]
[80211,"[1] NORTHWEST - APALACHICOLA AP","FL","FRANKLIN",1,20,1.4,2.39,54.872237429444603,80211,"[1] NORTHWEST - APALACHICOLA AP",null,"# of Climate Divisions"]
[80975,"[2] NORTH - BRANFORD","FL","SUWANNEE",2,30,1.29,2.2000000000000002,25.8358178940709,80975,"[2] NORTH - BRANFORD",null,{"$f":"COUNTA(N27:N62)-1","v":9}]
[82158,"[3] NORTH CENTRAL - DAYTONA BEACH INTL AP","FL","VOLUSIA",3,31,1.2,2.0299999999999998,49.075850401756,82158,"[3] NORTH CENTRAL - DAYTONA BEACH INTL AP"]
[85612,"[4] SOUTH CENTRAL - MELBOURNE WFO","FL","BREVARD",4,35,1.3,2.1,48.073704606411603,85612,"[4] SOUTH CENTRAL - MELBOURNE WFO"]
[83186,"[5] EVERGLADES - FT MYERS PAGE FLD AP","FL","LEE",5,15,1.4,2.2999999999999998,54.856636359656299,83186,"[5] EVERGLADES - FT MYERS PAGE FLD AP"]
[null,"[7] KEYS - KEY WEST INTL AP",null,null,null,null,null,null,null,null,"[7] KEYS - KEY WEST INTL AP"]
[92485,"[1] NORTHWEST - DALLAS 7 NE","GA","PAULDING",1,1100,1.2,1.98,49.3259697709424,92485,"[1] NORTHWEST - DALLAS 7 NE"]
[91619,"[3] NORTHEAST - CARNESVILLE 4 N","GA","FRANKLIN",3,866,1.28,1.95,46.608108776111898,91619,"[3] NORTHEAST - CARNESVILLE 4 N"]
[92166,"[4] WEST CENTRAL - COLUMBUS METO AP","GA","MUSCOGEE",4,392,1.18,1.9,48.755448815530997,92166,"[4] WEST CENTRAL - COLUMBUS METO AP"]
[95443,"[5] CENTRAL - MACON MIDDLE GA AP","GA","BIBB",5,343,1.1299999999999999,1.86,44.7604157007788,95443,"[5] CENTRAL - MACON MIDDLE GA AP"]
[90495,"[6] EAST CENTRAL - AUGUSTA BUSH FLD AP","GA","RICHMOND",6,132,1.1000000000000001,1.77,43.405444610761599,90495,"[6] EAST CENTRAL - AUGUSTA BUSH FLD AP"]
[93028,"[7] SOUTHWEST - EDISON","GA","CALHOUN",7,294,1.3,2.15,48.338548813605001,93028,"[7] SOUTHWEST - EDISON"]
[96879,"[8] SOUTH CENTRAL - PEARSON","GA","ATKINSON",8,205,1.29,2,46.511468190443502,96879,"[8] SOUTH CENTRAL - PEARSON"]
[97847,"[9] SOUTHEAST - SAVANNAH INTL AP","GA","CHATHAM",9,46,1.18,1.95,48.810847048415901,97847,"[9] SOUTHEAST - SAVANNAH INTL AP"]
[101079,"[1] PANHANDLE - BONNERS FERRY","ID","BOUNDARY",1,2075,0.59,0.9,23.2852898264074,101079,"[1] PANHANDLE - BONNERS FERRY"]
[105241,"[3] NORTH CENTRAL PRAIRIES - LEWISTON AP","ID","NEZ PERCE",3,1436,0.41,0.62,12.054141578519101,105241,"[3] NORTH CENTRAL PRAIRIES - LEWISTON AP"]
[103143,"[3] NORTH CENTRAL CANYONS - FENN RS","ID","IDAHO",3,1560,0.68,1,36.406118443444498,103143,"[3] NORTH CENTRAL CANYONS - FENN RS"]
[107327,"[4] CENTRAL MOUNTAINS - PRAIRIE","ID","ELMORE",4,4780,0.68,1.05,22.166740410585,107327,"[4] CENTRAL MOUNTAINS - PRAIRIE"]
[103811,"[6] SOUTHWESTERN HIGHLANDS - GRASMERE 3 S","ID","OWYHEE",6,5140,0.5,0.8,10.922331159836499,103811,"[6] SOUTHWESTERN HIGHLANDS - GRASMERE 3 S"]
[103677,"[7] CENTRAL PLAINS - GOODING 1 S","ID","GOODING",7,3643,0.5,0.8,10.3096365508612,103677,"[7] CENTRAL PLAINS - GOODING 1 S"]
[105169,"[8] NORTHEASTERN VALLEYS - LEADORE","ID","LEMHI",8,6000,0.4,0.6,8.4739012454303602,105169,"[8] NORTHEASTERN VALLEYS - LEADORE"]
[107211,"[9] UPPER SNAKE RIVER PLAINS - POCATELLO RGNL AP","ID","POWER",9,4478,0.42,0.63,11.208200815973999,107211,"[9] UPPER SNAKE RIVER PLAINS - POCATELLO RGNL AP"]
[104456,"[10] EASTERN HIGHLANDS - IDAHO FALLS 16 SE","ID","BONNEVILLE",10,5828,0.5,0.7,16.420389979223099,104456,"[10] EASTERN HIGHLANDS - IDAHO FALLS 16 SE"]
[115751,"[1] NORTHWEST - MOLINE WSO AP","IL","ROCK ISLAND",1,592,0.96,1.56,36.940955484412598,115751,"[1] NORTHWEST - MOLINE WSO AP"]
[111577,"[2] NORTHEAST - CHICAGO MIDWAY AP 3SW","IL","COOK",2,620,0.9,1.5,36.363414420778597,111577,"[2] NORTHEAST - CHICAGO MIDWAY AP 3SW"]
[110082,"[3] WEST - ALEXIS 1 SW","IL","WARREN",3,680,0.97,1.6,33.238715535927099,110082,"[3] WEST - ALEXIS 1 SW"]
[116711,"[4] CENTRAL - PEORIA GTR PEORIA RGNL","IL","PEORIA",4,650,0.93,1.47,35.298617860977998,116711,"[4] CENTRAL - PEORIA GTR PEORIA RGNL"]
[114198,"[5] EAST - HOOPESTON 1NE","IL","VERMILION",5,710,0.9,1.5,36.116082422589898,114198,"[5] EAST - HOOPESTON 1NE"]
[118179,"[6] WEST SOUTHWEST - SPRINGFIELD LINCOLN AP","IL","SANGAMON",6,594,0.9,1.47,34.923126810457802,118179,"[6] WEST SOUTHWEST - SPRINGFIELD LINCOLN AP"]
[116159,"[7] EAST SOUTHEAST - NEWTON 6 SSE","IL","JASPER",7,510,1,1.6,39.710206389509601,116159,"[7] EAST SOUTHEAST - NEWTON 6 SSE"]
[115983,"[8] SOUTHWEST - MURPHYSBORO 2 SW","IL","JACKSON",8,550,1.1000000000000001,1.74,43.928203596200703,115983,"[8] SOUTHWEST - MURPHYSBORO 2 SW"]
[112353,"[9] SOUTHEAST - DIXON SPRINGS AG CTR","IL","POPE",9,527,1.1499999999999999,1.82,45.805058358617799,112353,"[9] SOUTHEAST - DIXON SPRINGS AG CTR"]
[125535,"[1] NORTHWEST - MEDARYVILLE 5 N","IN","PULASKI",1,695,0.9,1.5,36.246435888108202,125535,"[1] NORTHWEST - MEDARYVILLE 5 N"]
[128187,"[2] NORTH CENTRAL - SOUTH BEND AP","IN","ST. JOSEPH",2,773,0.8,1.33,37.667420949400601,128187,"[2] NORTH CENTRAL - SOUTH BEND AP"]
[123037,"[3] NORTHEAST - FORT WAYNE AP","IN","ALLEN",3,791,0.82,1.3,36.537604938499399,123037,"[3] NORTHEAST - FORT WAYNE AP"]
[120922,"[4] WEST CENTRAL - BRAZIL","IN","CLAY",4,680,1,1.61,41.677050587665903,120922,"[4] WEST CENTRAL - BRAZIL"]
[120132,"[6] EAST CENTRAL - ALPINE 2 NE","IN","FAYETTE",6,850,0.92,1.46,41.056392119218003,120132,"[6] EAST CENTRAL - ALPINE 2 NE"]
[122738,"[7] SOUTHWEST - EVANSVILLE REGIONAL AP","IN","VANDERBURGH",7,400,1.03,1.7,43.952759517773501,122738,"[7] SOUTHWEST - EVANSVILLE REGIONAL AP"]
[126580,"[8] SOUTH CENTRAL - OOLITIC PURDUE EX FRM","IN","LAWRENCE",8,650,1.05,1.6,43.567085389845097,126580,"[8] SOUTH CENTRAL - OOLITIC PURDUE EX FRM"]
[120482,"[9] SOUTHEAST - BATESVILLE WTR WKS","IN","RIPLEY",9,970,1,1.5,43.423276268264601,120482,"[9] SOUTHEAST - BATESVILLE WTR WKS"]
[136975,"[1] NORTHWEST - REMSEN","IA","PLYMOUTH",1,1330,0.97,1.5,28.142727231680901,136975,"[1] NORTHWEST - REMSEN"]
[137602,"[2] NORTH CENTRAL - SHELL ROCK","IA","BUTLER",2,912,0.92,1.5,30.494840192211999,137602,"[2] NORTH CENTRAL - SHELL ROCK"]
[138009,"[3] NORTHEAST - STRAWBERRY POINT","IA","CLAYTON",3,1200,0.93,1.52,34.409640907829797,138009,"[3] NORTHEAST - STRAWBERRY POINT"]
[137708,"[4] WEST CENTRAL - SIOUX CITY AP","IA","WOODBURY",4,1095,0.87,1.35,25.886912556998301,137708,"[4] WEST CENTRAL - SIOUX CITY AP"]
[130608,"[6] EAST CENTRAL - BELLEVUE L&D 12","IA","JACKSON",6,603,0.98,1.54,33.080873276480602,130608,"[6] EAST CENTRAL - BELLEVUE L&D 12"]
[131245,"[7] SOUTHWEST - CARSON 3NNE","IA","POTTAWATTAMIE",7,1090,1.06,1.86,32.721171718926499,131245,"[7] SOUTHWEST - CARSON 3NNE"]
[132195,"[8] SOUTH CENTRAL - DERBY","IA","LUCAS",8,1190,1,1.63,34.183728250968102,132195,"[8] SOUTH CENTRAL - DERBY"]
[138688,"[9] SOUTHEAST - WASHINGTON","IA","WASHINGTON",9,690,1,1.6,33.875365714153197,138688,"[9] SOUTHEAST - WASHINGTON"]
[143153,"[1] NORTHWEST - GOODLAND RENNER FLD","KS","SHERMAN",1,3656,0.74,1.27,17.503211448335598,143153,"[1] NORTHWEST - GOODLAND RENNER FLD"]
[141767,"[2] NORTH CENTRAL - CONCORDIA BLOSSER MUNI","KS","CLOUD",2,1469,0.97,1.6,27.460579401611099,141767,"[2] NORTH CENTRAL - CONCORDIA BLOSSER MUNI"]
[143810,"[3] NORTHEAST - HORTON","KS","BROWN",3,1030,1.1000000000000001,1.9,35.444405866639698,143810,"[3] NORTHEAST - HORTON"]
[141730,"[4] WEST CENTRAL - COLLYER 10 S","KS","TREGO",4,2407,0.9,1.4,19.7947899620155,141730,"[4] WEST CENTRAL - COLLYER 10 S"]
[144178,"[5] CENTRAL - KANOPOLIS LAKE","KS","ELLSWORTH",5,1492,1.07,1.7,25.542465538262899,144178,"[5] CENTRAL - KANOPOLIS LAKE"]
[148167,"[6] EAST CENTRAL - TOPEKA BILLARD MUNI AP","KS","SHAWNEE",6,881,1.07,1.78,34.707205789067402,148167,"[6] EAST CENTRAL - TOPEKA BILLARD MUNI AP"]
[142164,"[7] SOUTHWEST - DODGE CITY RGNL AP","KS","FORD",7,2582,0.86,1.44,20.542071099784199,142164,"[7] SOUTHWEST - DODGE CITY RGNL AP"]
[148830,"[8] SOUTH CENTRAL - WICHITA MID-CONTINENT","KS","SEDGWICK",8,1321,1.1000000000000001,1.76,30.2310903797453,148830,"[8] SOUTH CENTRAL - WICHITA MID-CONTINENT"]
[141351,"[9] SOUTHEAST - CASSODAY 2SW","KS","BUTLER",9,1440,1.1499999999999999,1.8,32.179869414972103,141351,"[9] SOUTHEAST - CASSODAY 2SW"]
[151631,"[1] WESTERN - CLINTON 4 S","KY","HICKMAN",1,350,1.2,1.9,46.524157593527399,151631,"[1] WESTERN - CLINTON 4 S"]
[154954,"[2] CENTRAL - LOUISVILLE INTL AP","KY","JEFFERSON",2,488,0.95,1.51,43.875840672316102,154954,"[2] CENTRAL - LOUISVILLE INTL AP"]
[154746,"[3] BLUE GRASS - LEXINGTON BLUEGRASS AP","KY","FAYETTE",3,980,0.94,1.5,45.456807167131402,154746,"[3] BLUE GRASS - LEXINGTON BLUEGRASS AP"]
[151080,"[4] EASTERN - BUCKHORN LAKE","KY","PERRY",4,780,0.9,1.44,45.849065971780597,151080,"[4] EASTERN - BUCKHORN LAKE"]
[168440,"[1] NORTHWEST - SHREVEPORT AP","LA","CADDO",1,254,1.32,2.16,42.452293152756297,168440,"[1] NORTHWEST - SHREVEPORT AP"]
[169803,"[2] NORTH CENTRAL - WINNFIELD 3 N","LA","WINN",2,160,1.4,2.2999999999999998,55.9953091976978,169803,"[2] NORTH CENTRAL - WINNFIELD 3 N"]
[169806,"[3] NORTHEAST - WINNSBORO 5 SSE","LA","FRANKLIN",3,80,1.46,2.2999999999999998,53.988962244902702,169806,"[3] NORTHEAST - WINNSBORO 5 SSE"]
[165266,"[4] WEST CENTRAL - LEESVILLE","LA","VERNON",4,28,1.4,2.4,52.8365850420765,165266,"[4] WEST CENTRAL - LEESVILLE"]
[169357,"[5] CENTRAL - VIDALIA #2","LA","CONCORDIA",5,60,1.5,2.5499999999999998,54.455508941979801,169357,"[5] CENTRAL - VIDALIA #2"]
[165078,"[7] SOUTHWEST - LAKE CHARLES AP","LA","CALCASIEU",7,9,1.47,2.5499999999999998,55.647435261786001,165078,"[7] SOUTHWEST - LAKE CHARLES AP"]
[165021,"[8] SOUTH CENTRAL - LAFAYETTE","LA","LAFAYETTE",8,25,1.5,2.7,60.2836234467933,165021,"[8] SOUTH CENTRAL - LAFAYETTE"]
[166660,"[9] SOUTHEAST - NEW ORLEANS AP","LA","JEFFERSON",9,4,1.44,2.4,61.295183637258901,166660,"[9] SOUTHEAST - NEW ORLEANS AP"]
[171175,"[1] NORTHERN - CARIBOU WFO","ME","AROOSTOOK",1,624,0.7,1.06,36.999612938899602,171175,"[1] NORTHERN - CARIBOU WFO"]
[178641,"[2] SOUTHERN INTERIOR - SWANS FALLS","ME","OXFORD",2,400,1,1.6,43.139020616171102,178641,"[2] SOUTHERN INTERIOR - SWANS FALLS"]
[176905,"[3] COASTAL - PORTLAND JETPORT","ME","CUMBERLAND",3,45,0.97,1.62,43.695301266456397,176905,"[3] COASTAL - PORTLAND JETPORT"]
[188005,"[1] SOUTHEASTERN SHORE - SALISBURY FAA AP","MD","WICOMICO",1,48,0.92,1.86,44.142674633351596,188005,"[1] SOUTHEASTERN SHORE - SALISBURY FAA AP"]
[183090,"[2] CENTRAL EASTERN SHORE - FEDERALSBURG","MD","CAROLINE",2,20,1.1000000000000001,1.9,43.771629083186397,183090,"[2] CENTRAL EASTERN SHORE - FEDERALSBURG"]
[186915,"[3] LOWER SOUTHERN - PATUXENT RIVER","MD","ST. MARY'S",3,38,1.1000000000000001,2,14.320344635908899,186915,"[3] LOWER SOUTHERN - PATUXENT RIVER"]
[180465,"[4] UPPER SOUTHERN - BALTIMORE WASH INTL AP","MD","ANNE ARUNDEL",4,156,0.99,1.62,41.654828387736799,180465,"[4] UPPER SOUTHERN - BALTIMORE WASH INTL AP"]
[180470,"[6] NORTHERN CENTRAL - BALTIMORE CITY","MD","BALTIMORE (CITY)",6,14,1.05,1.72,41.183517631180898,180470,"[6] NORTHERN CENTRAL - BALTIMORE CITY"]
[184030,"[7] APPALACHIAN MOUNTAIN - HANCOCK","MD","WASHINGTON",7,384,0.9,1.3,34.399616872771801,184030,"[7] APPALACHIAN MOUNTAIN - HANCOCK"]
[188315,"[8] ALLEGHENY PLATEAU - SINES DEEP CREEK","MD","GARRETT",8,2040,0.74,1.1599999999999999,46.941347068619699,188315,"[8] ALLEGHENY PLATEAU - SINES DEEP CREEK"]
[193985,"[1] WESTERN - KNIGHTVILLE DAM","MA","HAMPSHIRE",1,630,1,1.68,44.480456359622501,193985,"[1] WESTERN - KNIGHTVILLE DAM"]
[190736,"[2] CENTRAL - BLUE HILL","MA","NORFOLK",2,625,1.08,1.75,50.209855880060402,190736,"[2] CENTRAL - BLUE HILL"]
[190770,"[3] COASTAL - BOSTON","MA","SUFFOLK",3,12,0.96,1.57,43.072755536579898,190770,"[3] COASTAL - BOSTON"]
[204090,"[1] WEST UPPER - IRON MT KINGSFORD WWTP","MI","DICKINSON",1,1071,0.79,1.2,28.266469248647802,204090,"[1] WEST UPPER - IRON MT KINGSFORD WWTP"]
[207366,"[2] EAST UPPER - SAULT STE MARIE SNDRSN","MI","CHIPPEWA",2,722,0.62,1.02,32.601371840622299,207366,"[2] EAST UPPER - SAULT STE MARIE SNDRSN"]
[200662,"[3] NORTHWEST - BELLAIRE","MI","ANTRIM",3,625,0.7,1.1000000000000001,31.163715135887301,200662,"[3] NORTHWEST - BELLAIRE"]
[200164,"[4] NORTHEAST LOWER - ALPENA CO RGNL AP","MI","ALPENA",4,684,0.66,1.04,27.6986656305506,200164,"[4] NORTHEAST LOWER - ALPENA CO RGNL AP"]
[205712,"[5] WEST CENTRAL LOWER - MUSKEGON CO AP","MI","MUSKEGON",5,625,0.71,1.1499999999999999,32.081845424203202,205712,"[5] WEST CENTRAL LOWER - MUSKEGON CO AP"]
[203170,"[6] CENTRAL LOWER - GLADWIN","MI","GLADWIN",6,775,0.8,1.4,18.302869333267399,203170,"[6] CENTRAL LOWER - GLADWIN"]
[203580,"[7] EAST CENTRAL LOWER - HARBOR BEACH","MI","HURON",7,600,0.7,1.1000000000000001,29.4734700244429,203580,"[7] EAST CENTRAL LOWER - HARBOR BEACH"]
[203333,"[8] SOUTHWEST LOWER - GERALD R FORD INTL AP","MI","KENT",8,803,0.82,1.33,35.820947726870699,203333,"[8] SOUTHWEST LOWER - GERALD R FORD INTL AP"]
[204155,"[9] SOUTH CENTRAL LOWER - JACKSON 3N","MI","JACKSON",9,950,0.8,1.26,30.621632811511201,204155,"[9] SOUTH CENTRAL LOWER - JACKSON 3N"]
[202846,"[10] SOUTHEAST LOWER - FLINT BISHOP INTL AP","MI","GENESEE",10,770,0.71,1.1599999999999999,26.234706471737699,202846,"[10] SOUTHEAST LOWER - FLINT BISHOP INTL AP"]
[218235,"[1] NORTHWEST - THIEF LAKE REFUGE","MN","MARSHALL",1,1142,0.8,1.3,23.169414773254299,218235,"[1] NORTHWEST - THIEF LAKE REFUGE"]
[214026,"[2] NORTH CENTRAL - INTERNATIONAL FALLS AP","MN","KOOCHICHING",2,1183,0.68,1.1399999999999999,24.333258707563498,214026,"[2] NORTH CENTRAL - INTERNATIONAL FALLS AP"]
[212248,"[3] NORTHEAST - DULUTH INTL AP","MN","ST. LOUIS",3,1433,0.79,1.31,29.442940913425002,212248,"[3] NORTHEAST - DULUTH INTL AP"]
[210112,"[4] WEST CENTRAL - ALEXANDRIA CHANDLER FLD","MN","DOUGLAS",4,1416,0.83,1.31,11.1161275511538,210112,"[4] WEST CENTRAL - ALEXANDRIA CHANDLER FLD"]
[217294,"[5] CENTRAL - ST CLOUD MUNI AP","MN","SHERBURNE",5,1018,0.83,1.39,26.685996216082401,217294,"[5] CENTRAL - ST CLOUD MUNI AP"]
[218323,"[7] SOUTHWEST - TRACY","MN","LYON",7,1403,0.9,1.4,25.171279380420401,218323,"[7] SOUTHWEST - TRACY"]
[215987,"[8] SOUTH CENTRAL - NORTHFIELD 2 NNE","MN","DAKOTA",8,890,0.9,1.42,29.0813096390374,215987,"[8] SOUTH CENTRAL - NORTHFIELD 2 NNE"]
[217004,"[9] SOUTHEAST - ROCHESTER INTL AP","MN","OLMSTED",9,1304,0.85,1.44,29.5082689102221,217004,"[9] SOUTHEAST - ROCHESTER INTL AP"]
[221743,"[1] UPPER DELTA - CLEVELAND 3 N","MS","BOLIVAR",1,140,1.4,2.2999999999999998,50.423791056400198,221743,"[1] UPPER DELTA - CLEVELAND 3 N"]
[227815,"[2] NORTH CENTRAL - SARDIS DAM","MS","PANOLA",2,303,1.32,2.16,53.862935657902199,227815,"[2] NORTH CENTRAL - SARDIS DAM"]
[229003,"[3] NORTHEAST - TUPELO RGNL AP","MS","LEE",3,361,1.3,2.13,54.419479251947102,229003,"[3] NORTHEAST - TUPELO RGNL AP"]
[228445,"[4] LOWER DELTA - STONEVILLE EXP STN","MS","WASHINGTON",4,127,1.4,2.1,50.038279315596498,228445,"[4] LOWER DELTA - STONEVILLE EXP STN"]
[225062,"[5] CENTRAL - LEXINGTON","MS","HOLMES",5,285,1.4,2.23,54.050590822853302,225062,"[5] CENTRAL - LEXINGTON"]
[228374,"[6] EAST CENTRAL - STATE UNIV","MS","OKTIBBEHA",6,185,1.3,2.11,51.837215400029997,228374,"[6] EAST CENTRAL - STATE UNIV"]
[227714,"[7] SOUTHWEST - RUTH 1 SE","MS","LINCOLN",7,443,1.43,2.35,56.3540766454718,227714,"[7] SOUTHWEST - RUTH 1 SE"]
[227220,"[8] SOUTH CENTRAL - PURVIS 2N","MS","LAMAR",8,378,1.4,2.2999999999999998,59.832813910051399,227220,"[8] SOUTH CENTRAL - PURVIS 2N"]
[225776,"[9] SOUTHEAST - MERIDIAN AP","MS","LAUDERDALE",9,294,1.3,2.12,55.170790586378899,225776,"[9] SOUTHEAST - MERIDIAN AP"]
[227840,"[10] COASTAL - SAUCIER EXP FOREST","MS","HARRISON",10,229,1.5,2.5,66.875872040758395,227840,"[10] COASTAL - SAUCIER EXP FOREST"]
[234358,"[1] NORTHWEST PRAIRIE - KANSAS CITY INTL AP","MO","PLATTE",1,1005,1.01,1.76,37.207543267124301,234358,"[1] NORTHWEST PRAIRIE - KANSAS CITY INTL AP"]
[237455,"[2] NORTHEAST PRAIRIE - ST LOUIS LAMBERT AP","MO","ST. LOUIS",2,531,0.96,1.57,37.233300152643501,237455,"[2] NORTHEAST PRAIRIE - ST LOUIS LAMBERT AP"]
[235987,"[3] WEST CENTRAL PLAINS - NEVADA WTP","MO","VERNON",3,820,1.2,1.9,39.325031223008899,235987,"[3] WEST CENTRAL PLAINS - NEVADA WTP"]
[237976,"[4] WEST OZARKS - SPRINGFIELD WSO AP","MO","GREENE",4,1259,1.1000000000000001,1.78,42.014439295849598,237976,"[4] WEST OZARKS - SPRINGFIELD WSO AP"]
[238620,"[5] EAST OZARKS - VIENNA 2 WNW","MO","MARIES",5,770,1.1100000000000001,1.74,41.334146188653101,238620,"[5] EAST OZARKS - VIENNA 2 WNW"]
[233999,"[6] BOOTHEEL - HORNERSVILLE","MO","DUNKLIN",6,250,1.25,2.0699999999999998,46.362927066531498,233999,"[6] BOOTHEEL - HORNERSVILLE"]
[245745,"[1] WESTERN - MISSOULA INTL AP","MT","MISSOULA",1,3192,0.41,0.64,13.1938276621895,245745,"[1] WESTERN - MISSOULA INTL AP"]
[241309,"[2] SOUTHWESTERN - BUTTE 8 S","MT","SILVER BOW",2,5700,0.5,0.8,14.846556945220501,241309,"[2] SOUTHWESTERN - BUTTE 8 S"]
[241737,"[3] NORTH CENTRAL - CHOTEAU","MT","TETON",3,3845,0.63,1,10.5588976608386,241737,"[3] NORTH CENTRAL - CHOTEAU"]
[240807,"[5] SOUTH CENTRAL - BILLINGS INTL AP","MT","YELLOWSTONE",5,3581,0.51,0.85,13.6707487377093,240807,"[5] SOUTH CENTRAL - BILLINGS INTL AP"]
[241088,"[6] NORTHEASTERN - BREDETTE","MT","ROOSEVELT",6,2638,0.65,1.02,12.2633469626566,241088,"[6] NORTHEASTERN - BREDETTE"]
[248169,"[7] SOUTHEASTERN - TERRY 21 NNW","MT","PRAIRIE",7,3142,0.63,1.06,13.874866913076501,248169,"[7] SOUTHEASTERN - TERRY 21 NNW"]
[257665,"[1] PANHANDLE - SCOTTSBLUFF AP","NE","SCOTTS BLUFF",1,3945,0.61,0.99,14.567364076393501,257665,"[1] PANHANDLE - SCOTTSBLUFF AP"]
[258760,"[2] NORTH CENTRAL - VALENTINE MILLER AP","NE","CHERRY",2,2590,0.73,1.22,18.337201881668001,258760,"[2] NORTH CENTRAL - VALENTINE MILLER AP"]
[255995,"[3] NORTHEAST - NORFOLK AP","NE","MADISON",3,1551,0.88,1.48,24.8177628805457,255995,"[3] NORTHEAST - NORFOLK AP"]
[253395,"[5] CENTRAL - GRAND ISLAND CTR NE AP","NE","HALL",5,1840,0.88,1.45,23.876035846249,253395,"[5] CENTRAL - GRAND ISLAND CTR NE AP"]
[254795,"[6] EAST CENTRAL - LINCOLN AP","NE","LANCASTER",6,1190,0.94,1.55,17.8023137319109,254795,"[6] EAST CENTRAL - LINCOLN AP"]
[256065,"[7] SOUTHWEST - NORTH PLATTE RGNL AP","NE","LINCOLN",7,2778,0.81,1.25,19.383337615550602,256065,"[7] SOUTHWEST - NORTH PLATTE RGNL AP"]
[252560,"[8] SOUTH CENTRAL - EDISON","NE","FURNAS",8,2120,0.9,1.41,21.211898959741902,252560,"[8] SOUTH CENTRAL - EDISON"]
[258395,"[9] SOUTHEAST - SYRACUSE","NE","OTOE",9,1100,1,1.7,29.950787814231798,258395,"[9] SOUTHEAST - SYRACUSE"]
[269171,"[1] NORTHWESTERN - WINNEMUCCA AP","NV","HUMBOLDT",1,4296,0.39,0.57999999999999996,7.9489980693056497,269171,"[1] NORTHWESTERN - WINNEMUCCA AP"]
[262631,"[2] NORTHEASTERN - ELY AIRPORT","NV","WHITE PINE",2,6262,0.44,0.63,9.0888613946378705,262631,"[2] NORTHEASTERN - ELY AIRPORT"]
[268170,"[3] SOUTH CENTRAL - TONOPAH AIRPORT","NV","NYE",3,5395,0.42,0.63,2.2727660960845499,268170,"[3] SOUTH CENTRAL - TONOPAH AIRPORT"]
[264436,"[4] EXTREME SOUTHERN - LAS VEGAS AP","NV","CLARK",4,2131,0.57999999999999996,0.88,4.1954561446556298,264436,"[4] EXTREME SOUTHERN - LAS VEGAS AP"]
[275639,"[1] NORTHERN - MT WASHINGTON","NH","COOS",1,6267,1.02,1.77,92.171099441877203,275639,"[1] NORTHERN - MT WASHINGTON"]
[271683,"[2] SOUTHERN - CONCORD ASOS","NH","MERRIMACK",2,346,0.85,1.33,38.0610226239681,271683,"[2] SOUTHERN - CONCORD ASOS"]
[286026,"[1] NORTHERN - NEWARK INTL AP","NJ","ESSEX",1,7,0.99,1.61,43.986730749057301,286026,"[1] NORTHERN - NEWARK INTL AP"]
[280311,"[2] SOUTHERN - ATLANTIC CITY INTL AP","NJ","ATLANTIC",2,60,1.01,1.63,41.185443687022897,280311,"[2] SOUTHERN - ATLANTIC CITY INTL AP"]
[281351,"[3] COASTAL - CAPE MAY 2 NW","NJ","CAPE MAY",3,20,1,1.66,37.268170399953902,281351,"[3] COASTAL - CAPE MAY 2 NW"]
[293142,"[1] NORTHWESTERN PLATEAU - FARMINGTON AG SCI CTR","NM","SAN JUAN",1,5625,0.5,0.7,7.7209758109770599,293142,"[1] NORTHWESTERN PLATEAU - FARMINGTON AG SCI CTR"]
[292837,"[2] NORTHERN MOUNTAINS - EL VADO DAM","NM","RIO ARRIBA",2,6740,0.5,0.8,14.3061020804502,292837,"[2] NORTHERN MOUNTAINS - EL VADO DAM"]
[292030,"[3] NORTHEASTERN PLAINS - CONCHAS DAM","NM","SAN MIGUEL",3,4244,0.8,1.3,13.7035163566705,292030,"[3] NORTHEASTERN PLAINS - CONCHAS DAM"]
[292250,"[4] SOUTHWESTERN MOUNTAINS - CUBERO","NM","CIBOLA",4,6195,0.6,0.9,10.926241224445899,292250,"[4] SOUTHWESTERN MOUNTAINS - CUBERO"]
[290234,"[5] CENTRAL VALLEY - ALBUQUERQUE INTL AP","NM","BERNALILLO",5,5310,0.51,0.77,8.6430493763345009,290234,"[5] CENTRAL VALLEY - ALBUQUERQUE INTL AP"]
[297094,"[6] CENTRAL HIGHLANDS - PROGRESSO","NM","TORRANCE",6,6297,0.62,1.02,12.795570300004499,297094,"[6] CENTRAL HIGHLANDS - PROGRESSO"]
[290600,"[7] SOUTHEASTERN PLAINS - ARTESIA 6S","NM","EDDY",7,3366,0.78,1.3,10.6966610785556,290600,"[7] SOUTHEASTERN PLAINS - ARTESIA 6S"]
[294426,"[8] SOUTHERN DESERT - JORNADA EXP RANGE","NM","DONA ANA",8,4266,0.65,1.07,9.1515503508978,294426,"[8] SOUTHERN DESERT - JORNADA EXP RANGE"]
[303983,"[1] WESTERN PLATEAU - HORNELL ALMOND DAM","NY","STEUBEN",1,1325,0.7,1.2,32.2241946216202,303983,"[1] WESTERN PLATEAU - HORNELL ALMOND DAM"]
[300687,"[2] EASTERN PLATEAU - BINGHAMTON GREATER AP","NY","BROOME",2,1595,0.74,1.1599999999999999,37.115249508353102,300687,"[2] EASTERN PLATEAU - BINGHAMTON GREATER AP"]
[303851,"[3] NORTHERN PLATEAU - HIGHMARKET","NY","LEWIS",3,1763,0.9,1.5,52.477528737194099,303851,"[3] NORTHERN PLATEAU - HIGHMARKET"]
[308586,"[6] MOHAWK VALLEY - TRIBES HILL","NY","MONTGOMERY",6,300,0.8,1.3,36.370337490532002,308586,"[6] MOHAWK VALLEY - TRIBES HILL"]
[309389,"[7] CHAMPLAIN VALLEY - WHITEHALL","NY","WASHINGTON",7,119,0.87,1.35,36.116445169528198,309389,"[7] CHAMPLAIN VALLEY - WHITEHALL"]
[301185,"[8] ST. LAWRENCE VALLEY - CANTON 4 SE","NY","ST. LAWRENCE",8,448,0.7,1.1399999999999999,33.9360818166626,301185,"[8] ST. LAWRENCE VALLEY - CANTON 4 SE"]
[307167,"[9] GREAT LAKES - ROCHESTER INTL AP","NY","MONROE",9,533,0.65,1.03,32.004585596925899,307167,"[9] GREAT LAKES - ROCHESTER INTL AP"]
[308383,"[10] CENTRAL LAKES - SYRACUSE HANCOCK  AP","NY","ONONDAGA",10,413,0.7,1.1299999999999999,36.760231810687898,308383,"[10] CENTRAL LAKES - SYRACUSE HANCOCK  AP"]
[310301,"[1] SOUTHERN MOUNTAINS - ASHEVILLE","NC","BUNCOMBE",1,2238,0.82,1.37,37.832106862413603,310301,"[1] SOUTHERN MOUNTAINS - ASHEVILLE"]
[319675,"[2] NORTHERN MOUNTAINS - YADKINVILLE 6 E","NC","YADKIN",2,875,1,1.63,43.0817221889316,319675,"[2] NORTHERN MOUNTAINS - YADKINVILLE 6 E"]
[313630,"[3] NORTHERN PIEDMONT - GREENSBORO  AP","NC","GUILFORD",3,890,0.98,1.56,42.063608617594298,313630,"[3] NORTHERN PIEDMONT - GREENSBORO  AP"]
[311690,"[5] SOUTHERN PIEDMONT - CHARLOTTE DOUGLAS AP","NC","MECKLENBURG",5,728,1.01,1.67,42.397444076015702,311690,"[5] SOUTHERN PIEDMONT - CHARLOTTE DOUGLAS AP"]
[319457,"[6] SOUTHERN COASTAL PLAIN - WILMINGTON INTL AP","NC","NEW HANOVER",6,33,1.24,2.19,54.652552570885902,319457,"[6] SOUTHERN COASTAL PLAIN - WILMINGTON INTL AP"]
[319476,"[7] CENTRAL COASTAL PLAIN - WILSON 3 SW","NC","WILSON",7,110,1.1000000000000001,1.74,38.497102329964697,319476,"[7] CENTRAL COASTAL PLAIN - WILSON 3 SW"]
[311458,"[8] NORTHERN COASTAL PLAIN - CAPE HATTERAS AP","NC","DARE",8,11,1.26,2.16,55.824485445260798,311458,"[8] NORTHERN COASTAL PLAIN - CAPE HATTERAS AP"]
[329425,"[1] NORTHWEST - WILLISTON SLOULIN FLD","ND","WILLIAMS",1,1902,0.56999999999999995,1.02,13.3898453950807,329425,"[1] NORTHWEST - WILLISTON SLOULIN FLD"]
[320492,"[2] NORTH CENTRAL - BALFOUR 3 SW","ND","MCHENRY",2,1615,0.76,1.3,15.949105280340101,320492,"[2] NORTH CENTRAL - BALFOUR 3 SW"]
[321435,"[3] NORTHEAST - CAVALIER 7NW","ND","PEMBINA",3,890,0.9,1.5,19.315489900829501,321435,"[3] NORTHEAST - CAVALIER 7NW"]
[327585,"[4] WEST CENTRAL - RIVERDALE","ND","MCLEAN",4,1977,0.8,1.35,16.5837040347092,327585,"[4] WEST CENTRAL - RIVERDALE"]
[322018,"[5] CENTRAL - DAWSON","ND","KIDDER",5,1730,0.79,1.38,17.4655805847168,322018,"[5] CENTRAL - DAWSON"]
[322859,"[6] EAST CENTRAL - FARGO HECTOR INTL AP","ND","CASS",6,900,0.74,1.3,20.041663432215099,322859,"[6] EAST CENTRAL - FARGO HECTOR INTL AP"]
[327530,"[7] SOUTHWEST - RICHARDTON ABBEY","ND","STARK",7,2470,0.7,1.21,16.963260930888602,327530,"[7] SOUTHWEST - RICHARDTON ABBEY"]
[320382,"[9] SOUTHEAST - ASHLEY","ND","MCINTOSH",9,2014,0.8,1.4,17.596545084205701,320382,"[9] SOUTHEAST - ASHLEY"]
[338357,"[1] NORTHWEST - TOLEDO EXPRESS WSO AP","OH","LUCAS",1,669,0.76,1.22,32.624084543076201,338357,"[1] NORTHWEST - TOLEDO EXPRESS WSO AP"]
[336196,"[2] NORTH CENTRAL - OBERLIN","OH","LORAIN",2,816,0.78,1.24,34.687682730758198,336196,"[2] NORTH CENTRAL - OBERLIN"]
[330058,"[3] NORTHEAST - AKRON CANTON WSO AP","OH","SUMMIT",3,1208,0.72,1.21,36.338136760287,330058,"[3] NORTHEAST - AKRON CANTON WSO AP"]
[337935,"[4] WEST CENTRAL - SPRINGFIELD NEW WWKS","OH","CLARK",4,930,0.9,1.4,38.648295673483297,337935,"[4] WEST CENTRAL - SPRINGFIELD NEW WWKS"]
[331786,"[5] CENTRAL - COLUMBUS WSO AP","OH","FRANKLIN",5,810,0.79,1.32,38.035463905329799,331786,"[5] CENTRAL - COLUMBUS WSO AP"]
[334865,"[6] EAST CENTRAL - MANSFIELD WSO AP","OH","RICHLAND",6,1295,0.8,1.3,34.239322516630999,334865,"[6] EAST CENTRAL - MANSFIELD WSO AP"]
[334992,"[7] NORTHEAST HILLS - MASSILLON","OH","STARK",7,930,0.9,1.4,11.1544072801911,334992,"[7] NORTHEAST HILLS - MASSILLON"]
[332075,"[8] SOUTHWEST - DAYTON WSO AP","OH","MONTGOMERY",8,1000,0.8,1.34,37.4822045999761,332075,"[8] SOUTHWEST - DAYTON WSO AP"]
[334004,"[9] SOUTH CENTRAL - JACKSON 3 NW","OH","JACKSON",9,800,0.9,1.45,36.690105805018703,334004,"[9] SOUTH CENTRAL - JACKSON 3 NW"]
[338378,"[10] SOUTHEAST - JENKINS DAM BURR OAK","OH","ATHENS",10,760,0.8,1.3,35.062757844636799,338378,"[10] SOUTHEAST - JENKINS DAM BURR OAK"]
[343002,"[1] PANHANDLE - EVA","OK","TEXAS",1,3574,0.8,1.3,15.1250235548346,343002,"[1] PANHANDLE - EVA"]
[343304,"[2] NORTH CENTRAL - FORT SUPPLY 3SE","OK","WOODWARD",2,2030,1,1.71,21.423120637987701,343304,"[2] NORTH CENTRAL - FORT SUPPLY 3SE"]
[348992,"[3] NORTHEAST - TULSA INTL AP","OK","TULSA",3,650,1.23,1.95,39.0766583580454,348992,"[3] NORTHEAST - TULSA INTL AP"]
[345648,"[4] WEST CENTRAL - MAYFIELD","OK","BECKHAM",4,2005,1.1000000000000001,1.9,23.949199612925501,345648,"[4] WEST CENTRAL - MAYFIELD"]
[348497,"[6] EAST CENTRAL - STIGLER 1 SE","OK","HASKELL",6,570,1.35,2.2999999999999998,43.121572558486797,348497,"[6] EAST CENTRAL - STIGLER 1 SE"]
[343281,"[7] SOUTHWEST - FT COBB","OK","CADDO",7,1285,1.2,2.0099999999999998,28.808166101360001,343281,"[7] SOUTHWEST - FT COBB"]
[344865,"[8] SOUTH CENTRAL - KINGSTON 5 SSE","OK","MARSHALL",8,684,1.34,2.1800000000000002,37.9973745308139,344865,"[8] SOUTH CENTRAL - KINGSTON 5 SSE"]
[340670,"[9] SOUTHEAST - BENGAL 4 NNW","OK","LATIMER",9,667,1.4,2.4,48.328681863347597,340670,"[9] SOUTHEAST - BENGAL 4 NNW"]
[350328,"[1] COASTAL AREA - ASTORIA AP PORT OF","OR","CLATSOP",1,9,0.88,1.42,67.778287394032304,350328,"[1] COASTAL AREA - ASTORIA AP PORT OF"]
[355429,"[3] SOUTHWESTERN VALLEYS - MEDFORD INTL AP","OR","JACKSON",3,1297,0.6,0.97,19.094623453349701,355429,"[3] SOUTHWESTERN VALLEYS - MEDFORD INTL AP"]
[352697,"[4] NORTHERN CASCADES - ESTACADA 24 SE","OR","CLACKAMAS",4,2200,0.88,1.4,54.042982315868898,352697,"[4] NORTHERN CASCADES - ESTACADA 24 SE"]
[353232,"[5] HIGH PLATEAU - GERBER DAM","OR","KLAMATH",5,4850,0.6,1.2,17.6999320750941,353232,"[5] HIGH PLATEAU - GERBER DAM"]
[356546,"[6] NORTH CENTRAL - PENDLETON E OR RGNL AP","OR","UMATILLA",6,1486,0.41,0.62,12.1368281448036,356546,"[6] NORTH CENTRAL - PENDLETON E OR RGNL AP"]
[354670,"[7] SOUTH CENTRAL - LAKEVIEW 2 NNW","OR","LAKE",7,4890,0.5,0.79,15.361697703957001,354670,"[7] SOUTH CENTRAL - LAKEVIEW 2 NNW"]
[356845,"[8] NORTHEAST - PRAIRIE CITY RS","OR","GRANT",8,3540,0.47,0.7,14.559330220833299,356845,"[8] NORTHEAST - PRAIRIE CITY RS"]
[354321,"[9] SOUTHEAST - JORDAN VALLEY","OR","MALHEUR",9,4390,0.45,0.71,12.487680157671599,354321,"[9] SOUTHEAST - JORDAN VALLEY"]
[369705,"[1] POCONO MOUNTAINS - WILKES-BARRE INTL AP","PA","LUZERNE",1,930,0.78,1.29,37.009486563445499,369705,"[1] POCONO MOUNTAINS - WILKES-BARRE INTL AP"]
[360106,"[2] EAST CENTRAL MOUNTAINS - ALLENTOWN AP","PA","LEHIGH",2,390,0.99,1.57,44.138919849983203,360106,"[2] EAST CENTRAL MOUNTAINS - ALLENTOWN AP"]
[366889,"[3] SOUTHEASTERN PIEDMONT - PHILADELPHIA INTL AP","PA","PHILADELPHIA",3,10,0.99,1.6,41.504717986157601,366889,"[3] SOUTHEASTERN PIEDMONT - PHILADELPHIA INTL AP"]
[363699,"[4] LOWER SUSQUEHANNA - HARRISBURG CAPITAL CY","PA","YORK",4,340,0.84,1.47,32.470822735899198,363699,"[4] LOWER SUSQUEHANNA - HARRISBURG CAPITAL CY"]
[367931,"[5] MIDDLE SUSQUEHANNA - SELINSGROVE 2 S","PA","SNYDER",5,420,1,1.7,24.6253803526056,367931,"[5] MIDDLE SUSQUEHANNA - SELINSGROVE 2 S"]
[368905,"[6] UPPER SUSQUEHANNA - TOWANDA 1 S","PA","BRADFORD",6,760,0.8,1.21,32.713503330418099,368905,"[6] UPPER SUSQUEHANNA - TOWANDA 1 S"]
[362265,"[7] CENTRAL MOUNTAINS - DU BOIS 7 E","PA","CLEARFIELD",7,1670,0.75,1.1499999999999999,40.595851966673102,362265,"[7] CENTRAL MOUNTAINS - DU BOIS 7 E"]
[364001,"[8] SOUTH CENTRAL MOUNTAINS - HOLLIDAYSBURG 2 NW","PA","BLAIR",8,990,0.81,1.3,36.420228028112199,364001,"[8] SOUTH CENTRAL MOUNTAINS - HOLLIDAYSBURG 2 NW"]
[366993,"[9] SOUTHWEST PLATEAU - PITTSBURGH ASOS","PA","ALLEGHENY",9,1203,0.71,1.1299999999999999,34.533815054724101,366993,"[9] SOUTHWEST PLATEAU - PITTSBURGH ASOS"]
[362682,"[10] NORTHWEST PLATEAU - ERIE WSO AP","PA","ERIE",10,730,0.73,1.21,36.5789792564264,362682,"[10] NORTHWEST PLATEAU - ERIE WSO AP"]
[376698,"[1] ALL - PROVIDENCE","RI","KENT",1,60,1.05,1.75,45.5632476480721,376698,"[1] ALL - PROVIDENCE"]
[384581,"[1] MOUNTAIN - JOCASSEE 8 WNW","SC","OCONEE",1,2500,1.6,2.8,82.423347193347993,384581,"[1] MOUNTAIN - JOCASSEE 8 WNW"]
[383747,"[2] NORTHWEST - GRNVL SPART INTL AP","SC","SPARTANBURG",2,943,1.1200000000000001,1.86,48.8460074304476,383747,"[2] NORTHWEST - GRNVL SPART INTL AP"]
[389327,"[3] NORTH CENTRAL - WINNSBORO","SC","FAIRFIELD",3,560,1.2,1.9,35.581370980331101,389327,"[3] NORTH CENTRAL - WINNSBORO"]
[385306,"[4] NORTHEAST - LORIS 2 S","SC","HORRY",4,90,1.2,1.9,46.786638643163798,385306,"[4] NORTHEAST - LORIS 2 S"]
[386209,"[5] WEST CENTRAL - NEWBERRY","SC","NEWBERRY",5,476,1.2,1.9,44.898800093251197,386209,"[5] WEST CENTRAL - NEWBERRY"]
[381544,"[7] SOUTHERN - CHARLESTON INTL AP","SC","CHARLESTON",7,40,1.2,2,49.364079046329003,381544,"[7] SOUTHERN - CHARLESTON INTL AP"]
[394864,"[1] NORTHWEST - LEMMON","SD","PERKINS",1,2567,0.71,1.2,16.697259030576099,394864,"[1] NORTHWEST - LEMMON"]
[396282,"[2] NORTH CENTRAL - ONAKA 2N","SD","FAULK",2,1610,0.8,1.4,18.064820912317199,396282,"[2] NORTH CENTRAL - ONAKA 2N"]
[390020,"[3] NORTHEAST - ABERDEEN RGNL AP","SD","BROWN",3,1297,0.79,1.32,18.553700763816099,390020,"[3] NORTHEAST - ABERDEEN RGNL AP"]
[396427,"[4] BLACK HILLS - PACTOLA DAM","SD","PENNINGTON",4,4720,0.7,1.2,18.512526528035199,396427,"[4] BLACK HILLS - PACTOLA DAM"]
[392557,"[5] SOUTHWEST - EDGEMONT","SD","FALL RIVER",5,3610,0.62,1.02,15.041513809454701,392557,"[5] SOUTHWEST - EDGEMONT"]
[396170,"[6] CENTRAL - OAHE DAM","SD","STANLEY",6,1660,0.8,1.3,14.9904650957059,396170,"[6] CENTRAL - OAHE DAM"]
[394127,"[7] EAST CENTRAL - HURON AP","SD","BEADLE",7,1280,0.78,1.28,20.0065322722403,394127,"[7] EAST CENTRAL - HURON AP"]
[395620,"[8] SOUTH CENTRAL - MISSION","SD","TODD",8,2587,0.9,1.41,20.833218869359701,395620,"[8] SOUTH CENTRAL - MISSION"]
[397667,"[9] SOUTHEAST - SIOUX FALLS AP","SD","MINNEHAHA",9,1428,0.85,1.41,23.9385825714504,397667,"[9] SOUTHEAST - SIOUX FALLS AP"]
[401656,"[1] EASTERN - CHATTANOOGA AP","TN","HAMILTON",1,671,1.1200000000000001,1.79,53.100084952017802,401656,"[1] EASTERN - CHATTANOOGA AP"]
[406170,"[2] CUMBERLAND PLATEAU - MONTEREY","TN","PUTNAM",2,1860,1.19,1.82,55.677855116592802,406170,"[2] CUMBERLAND PLATEAU - MONTEREY"]
[405954,"[4] WESTERN - MEMPHIS INTL AP","TN","SHELBY",4,254,1.3,2.02,51.595550015911897,405954,"[4] WESTERN - MEMPHIS INTL AP"]
[415411,"[1] HIGH PLAINS - LUBBOCK INTL AP","TX","LUBBOCK",1,3254,0.91,1.55,15.846552950694999,415411,"[1] HIGH PLAINS - LUBBOCK INTL AP"]
[419729,"[2] LOW ROLLING PLAINS - WICHITA FALLS MUNI AP","TX","WICHITA",2,1017,1.1299999999999999,1.86,27.474575436789099,419729,"[2] LOW ROLLING PLAINS - WICHITA FALLS MUNI AP"]
[413284,"[3] NORTH CENTRAL - FT WORTH MEACHAM FLD","TX","TARRANT",3,687,1.2,2.0299999999999998,28.5565763299326,413284,"[3] NORTH CENTRAL - FT WORTH MEACHAM FLD"]
[419665,"[4] EAST TEXAS - WHEELOCK","TX","ROBERTSON",4,420,1.36,2.2000000000000002,36.570095257539201,419665,"[4] EAST TEXAS - WHEELOCK"]
[418845,"[6] EDWARDS PLATEAU - TARPLEY","TX","BANDERA",6,1390,1.3,2.2200000000000002,31.3140267899214,418845,"[6] EDWARDS PLATEAU - TARPLEY"]
[410428,"[7] SOUTH CENTRAL - AUSTIN-CAMP MABRY","TX","TRAVIS",7,670,1.21,2.0099999999999998,32.328115308908998,410428,"[7] SOUTH CENTRAL - AUSTIN-CAMP MABRY"]
[419364,"[8] UPPER COAST - VICTORIA ASOS","TX","VICTORIA",8,115,1.32,2.2999999999999998,30.527551353145601,419364,"[8] UPPER COAST - VICTORIA ASOS"]
[414191,"[9] SOUTHERN - HINDES","TX","ATASCOSA",9,360,1.3,2.38,23.471994590512001,414191,"[9] SOUTHERN - HINDES"]
[411136,"[10] LOWER VALLEY - BROWNSVILLE INTL AP","TX","CAMERON",10,24,1.17,2.2799999999999998,25.696535723869601,411136,"[10] LOWER VALLEY - BROWNSVILLE INTL AP"]
[422090,"[1] WESTERN - DELTA","UT","MILLARD",1,4620,0.45,0.69,7.7265314937420602,422090,"[1] WESTERN - DELTA"]
[427516,"[2] DIXIE - ST GEORGE","UT","WASHINGTON",2,2770,0.55000000000000004,0.8,7.0894189431281402,427516,"[2] DIXIE - ST GEORGE"]
[426135,"[4] SOUTH CENTRAL - NEPHI","UT","JUAB",4,5128,0.5,0.75,14.277950103672,426135,"[4] SOUTH CENTRAL - NEPHI"]
[422385,"[5] NORTHERN MOUNTAINS - ECHO DAM","UT","SUMMIT",5,5470,0.5,0.7,13.990739928747599,422385,"[5] NORTHERN MOUNTAINS - ECHO DAM"]
[427395,"[6] UINTA BASIN - ROOSEVELT RADIO","UT","UINTAH",6,5014,0.46,0.7,6.7876993667982104,427395,"[6] UINTA BASIN - ROOSEVELT RADIO"]
[420738,"[7] SOUTHEAST - BLANDING","UT","SAN JUAN",7,6032,0.57999999999999996,0.9,11.5553098389921,420738,"[7] SOUTHEAST - BLANDING"]
[431565,"[1] NORTHEASTERN - CORINTH","VT","ORANGE",1,1180,0.8,1.3,37.774771432241998,431565,"[1] NORTHEASTERN - CORINTH"]
[431081,"[2] WESTERN - BURLINGTON WSO AP","VT","CHITTENDEN",2,330,0.69,1.1000000000000001,34.507930001895701,431081,"[2] WESTERN - BURLINGTON WSO AP"]
[438556,"[3] SOUTHEASTERN - UNION VILLAGE DAM","VT","ORANGE",3,460,0.77,1.26,34.330441949660802,438556,"[3] SOUTHEASTERN - UNION VILLAGE DAM"]
[446139,"[1] TIDEWATER - NORFOLK INTL AP","VA","NORFOLK (CITY)",1,30,1.01,1.76,43.905093954286102,446139,"[1] TIDEWATER - NORFOLK INTL AP"]
[447201,"[2] EASTERN PIEDMONT - RICHMOND INTL AP","VA","HENRICO",2,164,1.01,1.69,43.4489681759379,447201,"[2] EASTERN PIEDMONT - RICHMOND INTL AP"]
[445120,"[3] WESTERN PIEDMONT - LYNCHBURG INTL AP","VA","CAMPBELL",3,940,0.93,1.55,40.629648451289398,445120,"[3] WESTERN PIEDMONT - LYNCHBURG INTL AP"]
[447285,"[5] CENTRAL MOUNTAIN - ROANOKE INTL AP","VA","ROANOKE",5,1175,0.93,1.5,40.185245343366098,447285,"[5] CENTRAL MOUNTAIN - ROANOKE INTL AP"]
[448547,"[6] SOUTHWESTERN MOUNTAIN - TROUT DALE 3 SSE","VA","GRAYSON",6,2839,0.9,1.44,45.379783484298997,448547,"[6] SOUTHWESTERN MOUNTAIN - TROUT DALE 3 SSE"]
[456858,"[1] WEST OLYMPIC COAST - QUILLAYUTE AP","WA","CLALLAM",1,185,1.2,1.97,101.875746785928,456858,"[1] WEST OLYMPIC COAST - QUILLAYUTE AP"]
[456678,"[2] NE OLYMPIC SAN JUAN - PORT TOWNSEND","WA","JEFFERSON",2,100,0.46,0.72,22.329913082110501,456678,"[2] NE OLYMPIC SAN JUAN - PORT TOWNSEND"]
[456114,"[3] PUGET SOUND LOWLANDS - OLYMPIA AP","WA","THURSTON",3,188,0.79,1.27,47.935123955581297,456114,"[3] PUGET SOUND LOWLANDS - OLYMPIA AP"]
[453357,"[4] E OLYMPIC CASCADE FOOTHILLS - GREENWATER","WA","PIERCE",4,1730,0.79,1.31,52.6172996760261,453357,"[4] E OLYMPIC CASCADE FOOTHILLS - GREENWATER"]
[458009,"[5] CASCADE MOUNTAINS WEST - STAMPEDE PASS","WA","KITTITAS",5,3959,1.07,1.8,80.295464388292601,458009,"[5] CASCADE MOUNTAINS WEST - STAMPEDE PASS"]
[454849,"[6] EAST SLOPE CASCADES - LUCERNE 1 N","WA","CHELAN",6,1200,0.68,1.1599999999999999,26.7007457613654,454849,"[6] EAST SLOPE CASCADES - LUCERNE 1 N"]
[453515,"[7] OKANOGAN BIG BEND - HARRINGTON 1 NW","WA","LINCOLN",7,2160,0.5,0.66,12.6718913917199,453515,"[7] OKANOGAN BIG BEND - HARRINGTON 1 NW"]
[458207,"[8] CENTRAL BASIN - SUNNYSIDE","WA","YAKIMA",8,747,0.4,0.6,7.55094907226069,458207,"[8] CENTRAL BASIN - SUNNYSIDE"]
[457938,"[9] NORTHEASTERN - SPOKANE INTL AP","WA","SPOKANE",9,2353,0.45,0.66,16.530656403472101,457938,"[9] NORTHEASTERN - SPOKANE INTL AP"]
[456789,"[10] PALOUSE BLUE MOUNTAINS - PULLMAN 2 NW","WA","WHITMAN",10,2545,0.51,0.8,21.358156201380201,456789,"[10] PALOUSE BLUE MOUNTAINS - PULLMAN 2 NW"]
[466859,"[1] NORTHWESTERN - PARKERSBURG","WV","WOOD",1,620,0.78,1.18,37.351581709645899,466859,"[1] NORTHWESTERN - PARKERSBURG"]
[465002,"[2] NORTH CENTRAL - LAKE LYNN","WV","MONONGALIA",2,900,0.75,1.2,38.442708706542597,465002,"[2] NORTH CENTRAL - LAKE LYNN"]
[461570,"[3] SOUTHWESTERN - CHARLESTON YEAGER AP","WV","KANAWHA",3,910,0.79,1.24,43.018240335892202,461570,"[3] SOUTHWESTERN - CHARLESTON YEAGER AP"]
[462718,"[4] CENTRAL - ELKINS RANDOLPH CY AP","WV","RANDOLPH",4,1979,0.72,1.1200000000000001,44.2715463535068,462718,"[4] CENTRAL - ELKINS RANDOLPH CY AP"]
[469011,"[5] SOUTHERN - UNION 3 SSE","WV","MONROE",5,2110,0.8,1.2,35.661147108145798,469011,"[5] SOUTHERN - UNION 3 SSE"]
[465739,"[6] NORTHEASTERN - MATHIAS","WV","HARDY",6,1540,0.8,1.3,33.618995389482002,465739,"[6] NORTHEASTERN - MATHIAS"]
[470349,"[1] NORTHWEST - ASHLAND EXP FARM","WI","BAYFIELD",1,650,0.8,1.34,28.897529369882601,470349,"[1] NORTHWEST - ASHLAND EXP FARM"]
[476939,"[2] NORTH CENTRAL - RAINBOW RSVR TOMAHAWK","WI","ONEIDA",2,1600,0.74,1.2,27.939458291180099,476939,"[2] NORTH CENTRAL - RAINBOW RSVR TOMAHAWK"]
[476510,"[3] NORTHEAST - PESHTIGO","WI","MARINETTE",3,600,0.8,1.3,28.675948882305999,476510,"[3] NORTHEAST - PESHTIGO"]
[475948,"[4] WEST CENTRAL - NEW RICHMOND","WI","ST. CROIX",4,1000,0.9,1.5,29.695553704059499,475948,"[4] WEST CENTRAL - NEW RICHMOND"]
[471676,"[5] CENTRAL - CLINTONVILLE","WI","WAUPACA",5,802,0.82,1.39,30.078624765378301,471676,"[5] CENTRAL - CLINTONVILLE"]
[473269,"[6] EAST CENTRAL - GREEN BAY A S INTL AP","WI","BROWN",6,687,0.74,1.18,27.803830258957099,473269,"[6] EAST CENTRAL - GREEN BAY A S INTL AP"]
[474546,"[7] SOUTHWEST - LANCASTER 4 WSW","WI","GRANT",7,1040,0.9,1.5,32.669855495037403,474546,"[7] SOUTHWEST - LANCASTER 4 WSW"]
[474961,"[8] SOUTH CENTRAL - MADISON DANE CO AP","WI","DANE",8,866,0.83,1.42,32.144774908267202,474961,"[8] SOUTH CENTRAL - MADISON DANE CO AP"]
[475479,"[9] SOUTHEAST - MILWAUKEE MITCHELL AP","WI","MILWAUKEE",9,670,0.79,1.33,31.8833229229881,475479,"[9] SOUTHEAST - MILWAUKEE MITCHELL AP"]
[485345,"[1] YELLOWSTONE DRAINAGE - LAKE YELLOWSTONE","WY","TETON",1,7870,0.43,0.7,20.181575279931401,485345,"[1] YELLOWSTONE DRAINAGE - LAKE YELLOWSTONE"]
[486440,"[2] SNAKE DRAINAGE - MORAN 5 WNW","WY","TETON",2,6798,0.5,0.77,23.548843404156798,486440,"[2] SNAKE DRAINAGE - MORAN 5 WNW"]
[487845,"[3] GREEN AND BEAR DRAINAGE - ROCK SPRINGS AP","WY","SWEETWATER",3,6741,0.4,0.6,4.1800803811740899,487845,"[3] GREEN AND BEAR DRAINAGE - ROCK SPRINGS AP"]
[488852,"[4] BIG HORN - TENSLEEP 4NE","WY","WASHAKIE",4,4815,0.6,0.9,12.926461073342701,488852,"[4] BIG HORN - TENSLEEP 4NE"]
[488155,"[5] POWDER, LITTLE MISSOURI, TONGU - SHERIDAN AP","WY","SHERIDAN",5,3945,0.52,0.83,14.251251158802299,488155,"[5] POWDER, LITTLE MISSOURI, TONGU - SHERIDAN AP"]
[487270,"[6] BELLE FOURCHE DRAINAGE - PINE TREE 9 NE","WY","CAMPBELL",6,5111,0.6,1.1100000000000001,11.5241241993683,487270,"[6] BELLE FOURCHE DRAINAGE - PINE TREE 9 NE"]
[486660,"[7] CHEYENNE & NIOBRARA DRAINAGE - NEWCASTLE","WY","WESTON",7,4315,0.6,1,15.0204678524871,486660,"[7] CHEYENNE & NIOBRARA DRAINAGE - NEWCASTLE"]
[481570,"[8] LOWER PLATTE - CASPER WSCMO","WY","NATRONA",8,5338,0.45,0.8,11.9083259789791,481570,"[8] LOWER PLATTE - CASPER WSCMO"]
[485390,"[9] WIND RIVER - LANDER AP","WY","FREMONT",9,5557,0.6,0.97,12.895921548627401,485390,"[9] WIND RIVER - LANDER AP"]
[487105,"[10] UPPER PLATTE - PATHFINDER DAM","WY","NATRONA",10,5918,0.5,0.75,9.2125112997508793,487105,"[10] UPPER PLATTE - PATHFINDER DAM"]
[null,"[1]   - ANNETTE WSO AP",null,null,null,null,null,null,null,null,"[1]   - ANNETTE WSO AP"]
[null,"[6]   - HILO INTL AP 87",null,null,null,null,null,null,null,null,"[6]   - HILO INTL AP 87"]
[null,"[1]   - SAN JUAN INTL AP",null,null,null,null,null,null,null,null,"[1]   - SAN JUAN INTL AP"]

{"sheet":"Drawdown Data","index":10,"n_rows":34301,"n_cols":33,"rows_kept":4500,"cut":true,"hidden":true,"merged":[],"bounds":{"rows_first":2000,"rows_last":500,"rows_between":2000,"halvings":0}}
[null,null,null,null,null,null,null,null,null,null,null,null,"Station","Storage Increement","Drawdown","Capture (%)",null,null,null,null,null,"Sum of Capture (%)","Column Labels"]
[null,null,null,null,null,null,null,null,{"$f":"MATCH(VLOOKUP('Project Location'!$P$11,'Rain Gage Summary'!B2:J348,9,FALSE),'Drawdown Data'!A2:A34301,0)","v":{"$error":"#N/A"}},null,null,1,{"$f":"INDIRECT(\"A\"&$I$2+$L2)","v":{"$error":"#N/A"}},{"$f":"INDIRECT(\"B\"&$I$2+$L2)","v":{"$error":"#N/A"}},{"$f":"INDIRECT(\"C\"&$I$2+$L2)","v":{"$error":"#N/A"}},{"$f":"INDIRECT(\"D\"&$I$2+$L2)","v":{"$error":"#N/A"}},null,null,null,null,null,"Row Labels",0.1,0.2,0.4,0.6,0.8,1,1.25,1.5,2,3,"Grand Total"]
[null,null,null,null,null,null,null,null,null,null,null,2,{"$f":"INDIRECT(\"A\"&$I$2+L3)","v":{"$error":"#N/A"}},{"$f":"INDIRECT(\"B\"&$I$2+$L3)","v":{"$error":"#N/A"}},{"$f":"INDIRECT(\"C\"&$I$2+$L3)","v":{"$error":"#N/A"}},{"$f":"INDIRECT(\"D\"&$I$2+$L3)","v":{"$error":"#N/A"}},null,null,null,null,null,2,0.68125688665982753,0.89247883366870417,0.98439635535307513,0.99775989065228943,0.99973420413122716,0.9999620277197645,1,1,1,1,9.5555881981848874]
[null,null,null,null,null,null,null,null,null,null,null,3,{"$f":"INDIRECT(\"A\"&$I$2+L4)","v":{"$error":"#N/A"}},{"$f":"INDIRECT(\"B\"&$I$2+$L4)","v":{"$error":"#N/A"}},{"$f":"INDIRECT(\"C\"&$I$2+$L4)","v":{"$error":"#N/A"}},{"$error":"#N/A"},null,null,null,null,null,3,0.57892736325972105,0.81730148482892184,0.96169469648077144,0.99031853904855915,0.99768386680335652,0.99958232077764275,1,1,1,1,9.3455082711989732]
[null,null,null,null,null,null,null,null,null,null,null,4,{"$f":"INDIRECT(\"A\"&$I$2+L5)","v":{"$error":"#N/A"}},{"$f":"INDIRECT(\"B\"&$I$2+$L5)","v":{"$error":"#N/A"}},{"$f":"INDIRECT(\"C\"&$I$2+$L5)","v":{"$error":"#N/A"}},{"$error":"#N/A"},null,null,null,null,null,6,0.42537171540479901,0.66513395401862063,0.88216971814935807,0.95629058595678429,0.98310105191204955,0.9931644704363346,0.99745566399574681,0.99924049671514836,1,1,8.9019276565888408]
[null,null,null,null,null,null,null,null,null,null,null,5,{"$error":"#N/A"},{"$error":"#N/A"},{"$error":"#N/A"},{"$error":"#N/A"},null,null,null,null,null,12,0.30600448720386358,0.51706445728184858,0.76607142857142863,0.88090263267864599,0.93884372863329035,0.96722369920243068,0.9847334042229986,0.99312649527209207,0.99802521646665654,1,8.3519955495332532]
[null,null,null,null,null,null,null,null,null,null,null,6,{"$error":"#N/A"},{"$error":"#N/A"},{"$error":"#N/A"},{"$error":"#N/A"},null,null,null,null,null,24,0.21722433460076046,0.38602158710854362,0.62803951367781163,0.77500000000000002,0.85961246200607899,0.91200607902735564,0.9505755423014095,0.97063739269163563,0.98856860734495466,0.99829111760908362,7.6859766363676334]
[null,null,null,null,null,null,null,null,null,null,null,7,{"$error":"#N/A"},{"$error":"#N/A"},{"$error":"#N/A"},{"$error":"#N/A"},null,null,null,null,null,48,0.15008553506937844,0.27703883864102757,0.48256079027355625,0.63613221884498472,0.74379725673467834,0.8184063533077478,0.8825854010715507,0.92355042176457181,0.96489361702127663,0.99137734558991109,6.8704277783186845]
[null,null,null,null,null,null,null,null,null,null,null,8,{"$error":"#N/A"},{"$error":"#N/A"},{"$error":"#N/A"},{"$error":"#N/A"},null,null,null,null,null,72,0.11855709289949826,0.22218422252621978,0.40011398176291796,0.54363436039664148,0.65690185797332723,0.74218185963445682,0.81967773808618982,0.87471024130723918,0.93863282289014716,0.98195288753799381,6.298547065014632]
[null,null,null,null,null,null,null,null,null,null,null,9,{"$error":"#N/A"},{"$error":"#N/A"},{"$error":"#N/A"},{"$error":"#N/A"},null,null,null,null,null,120,8.6075853158014748E-2,0.1642222053347519,0.30515557919531933,0.42838145896656538,0.53413883506212245,0.62241136907702244,0.71186440677966101,0.78151484057310083,0.87850573839021051,0.95964585629061061,5.4719161428273795]
[null,null,null,null,null,null,null,null,null,null,null,10,{"$error":"#N/A"},{"$error":"#N/A"},{"$error":"#N/A"},{"$error":"#N/A"},null,null,null,null,null,180,6.5394991830375809E-2,0.12590707040006077,0.23907757769166477,0.34242619961247678,0.43618678521220411,0.51947410419120721,0.60840649108805533,0.68269230769230771,0.79610838748907375,0.92361480580679478,4.7392887210142209]
[null,null,null,null,null,null,null,null,null,null,null,11,{"$error":"#N/A"},{"$error":"#N/A"},{"$error":"#N/A"},{"$error":"#N/A"},null,null,null,null,null,360,3.8331497169775477E-2,7.5178544294180222E-2,0.14550013296356798,0.21264389650849133,0.27683422622440057,0.33804529563763491,0.41093755938129439,0.47730900798175596,0.59394722834765412,0.77061463563061006,3.339342024139365]
[null,null,null,null,null,null,null,null,null,null,null,12,{"$error":"#N/A"},{"$error":"#N/A"},{"$error":"#N/A"},{"$error":"#N/A"},null,null,null,null,null,"Grand Total",2.6672297572560142,4.142531198102879,5.7947797741194718,6.7634897826654381,7.4268342746927356,7.9124575790115967,8.3662362069269065,8.7027812039978514,9.1586816179499735,9.6254966484650044,70.560518043187884]
[null,null,null,null,null,null,null,null,null,null,null,13,{"$error":"#N/A"},{"$error":"#N/A"},{"$error":"#N/A"},{"$error":"#N/A"}]
[null,null,null,null,null,null,null,null,null,null,null,14,{"$error":"#N/A"},{"$error":"#N/A"},{"$error":"#N/A"},{"$error":"#N/A"},null,null,null,null,null,null,0,{"$f":"W2","v":0.1},0.2,0.4,0.6,0.8,1,1.25,1.5,2,3]
[null,null,null,null,null,null,null,null,null,null,null,15,{"$error":"#N/A"},{"$error":"#N/A"},{"$error":"#N/A"},{"$error":"#N/A"},null,null,null,null,null,0,0,1,1,1,1,1,1,1,1,1,1]
[null,null,null,null,null,null,null,null,null,null,null,16,{"$error":"#N/A"},{"$error":"#N/A"},{"$error":"#N/A"},{"$error":"#N/A"},null,null,null,null,null,{"$f":"V3","v":2},0,{"$f":"W3","v":0.68125688665982753},0.89247883366870417,0.98439635535307513,0.99775989065228943,0.99973420413122716,0.9999620277197645,1,1,1,1]
[null,null,null,null,null,null,null,null,null,null,null,17,{"$error":"#N/A"},{"$error":"#N/A"},{"$error":"#N/A"},{"$error":"#N/A"},null,null,null,null,null,3,0,{"$f":"W4","v":0.57892736325972105},0.81730148482892184,0.96169469648077144,0.99031853904855915,0.99768386680335652,0.99958232077764275,1,1,1,1]
[null,null,null,null,null,null,null,null,null,null,null,18,{"$error":"#N/A"},{"$error":"#N/A"},{"$error":"#N/A"},{"$error":"#N/A"},null,null,null,null,null,6,0,{"$f":"W5","v":0.42537171540479901},0.66513395401862063,0.88216971814935807,0.95629058595678429,0.98310105191204955,0.9931644704363346,0.99745566399574681,0.99924049671514836,1,1]
[null,null,null,null,null,null,null,null,null,null,null,19,{"$error":"#N/A"},{"$error":"#N/A"},{"$error":"#N/A"},{"$error":"#N/A"},null,null,null,null,null,12,0,{"$f":"W6","v":0.30600448720386358},0.51706445728184858,0.76607142857142863,0.88090263267864599,0.93884372863329035,0.96722369920243068,0.9847334042229986,0.99312649527209207,0.99802521646665654,1]
[null,null,null,null,null,null,null,null,null,null,null,20,{"$error":"#N/A"},{"$error":"#N/A"},{"$error":"#N/A"},{"$error":"#N/A"},null,null,null,null,null,24,0,{"$f":"W7","v":0.21722433460076046},0.38602158710854362,0.62803951367781163,0.77500000000000002,0.85961246200607899,0.91200607902735564,0.9505755423014095,0.97063739269163563,0.98856860734495466,0.99829111760908362]
[null,null,null,null,null,null,null,null,null,null,null,21,{"$error":"#N/A"},{"$error":"#N/A"},{"$error":"#N/A"},{"$error":"#N/A"},null,null,null,null,null,48,0,{"$f":"W8","v":0.15008553506937844},0.27703883864102757,0.48256079027355625,0.63613221884498472,0.74379725673467834,0.8184063533077478,0.8825854010715507,0.92355042176457181,0.96489361702127663,0.99137734558991109]
[null,null,null,null,null,null,null,null,null,null,null,22,{"$error":"#N/A"},{"$error":"#N/A"},{"$error":"#N/A"},{"$error":"#N/A"},null,null,null,null,null,72,0,{"$f":"W9","v":0.11855709289949826},0.22218422252621978,0.40011398176291796,0.54363436039664148,0.65690185797332723,0.74218185963445682,0.81967773808618982,0.87471024130723918,0.93863282289014716,0.98195288753799381]
[null,null,null,null,null,null,null,null,null,null,null,23,{"$error":"#N/A"},{"$error":"#N/A"},{"$error":"#N/A"},{"$error":"#N/A"},null,null,null,null,null,120,0,{"$f":"W10","v":8.6075853158014748E-2},0.1642222053347519,0.30515557919531933,0.42838145896656538,0.53413883506212245,0.62241136907702244,0.71186440677966101,0.78151484057310083,0.87850573839021051,0.95964585629061061]
[null,null,null,null,null,null,null,null,null,null,null,24,{"$error":"#N/A"},{"$error":"#N/A"},{"$error":"#N/A"},{"$error":"#N/A"},null,null,null,null,null,180,0,{"$f":"W11","v":6.5394991830375809E-2},0.12590707040006077,0.23907757769166477,0.34242619961247678,0.43618678521220411,0.51947410419120721,0.60840649108805533,0.68269230769230771,0.79610838748907375,0.92361480580679478]
[null,null,null,null,null,null,null,null,null,null,null,25,{"$error":"#N/A"},{"$error":"#N/A"},{"$error":"#N/A"},{"$error":"#N/A"},null,null,null,null,null,360,0,{"$f":"W12","v":3.8331497169775477E-2},7.5178544294180222E-2,0.14550013296356798,0.21264389650849133,0.27683422622440057,0.33804529563763491,0.41093755938129439,0.47730900798175596,0.59394722834765412,0.77061463563061006]
[null,null,null,null,null,null,null,null,null,null,null,26,{"$error":"#N/A"},{"$error":"#N/A"},{"$error":"#N/A"},{"$error":"#N/A"}]
[null,null,null,null,null,null,null,null,null,null,null,27,{"$error":"#N/A"},{"$error":"#N/A"},{"$error":"#N/A"},{"$error":"#N/A"}]
[null,null,null,null,null,null,null,null,null,null,null,28,{"$error":"#N/A"},{"$error":"#N/A"},{"$error":"#N/A"},{"$error":"#N/A"}]
[null,null,null,null,null,null,null,null,null,null,null,29,{"$error":"#N/A"},{"$error":"#N/A"},{"$error":"#N/A"},{"$error":"#N/A"}]
[null,null,null,null,null,null,null,null,null,null,null,30,{"$error":"#N/A"},{"$error":"#N/A"},{"$error":"#N/A"},{"$error":"#N/A"}]
[null,null,null,null,null,null,null,null,null,null,null,31,{"$error":"#N/A"},{"$error":"#N/A"},{"$error":"#N/A"},{"$error":"#N/A"},null,null,null,null,null,null,null,null,{"$f":"MATCH(0.95,W3:AF3,1)","v":2}]
[null,null,null,null,null,null,null,null,null,null,null,32,{"$error":"#N/A"},{"$error":"#N/A"},{"$error":"#N/A"},{"$error":"#N/A"}]
[null,null,null,null,null,null,null,null,null,null,null,33,{"$error":"#N/A"},{"$error":"#N/A"},{"$error":"#N/A"},{"$error":"#N/A"}]
[null,null,null,null,null,null,null,null,null,null,null,34,{"$error":"#N/A"},{"$error":"#N/A"},{"$error":"#N/A"},{"$error":"#N/A"}]
[null,null,null,null,null,null,null,null,null,null,null,35,{"$error":"#N/A"},{"$error":"#N/A"},{"$error":"#N/A"},{"$error":"#N/A"}]
[null,null,null,null,null,null,null,null,null,null,null,36,{"$error":"#N/A"},{"$error":"#N/A"},{"$error":"#N/A"},{"$error":"#N/A"}]
[null,null,null,null,null,null,null,null,null,null,null,37,{"$error":"#N/A"},{"$error":"#N/A"},{"$error":"#N/A"},{"$error":"#N/A"}]
[null,null,null,null,null,null,null,null,null,null,null,38,{"$error":"#N/A"},{"$error":"#N/A"},{"$error":"#N/A"},{"$error":"#N/A"}]
[null,null,null,null,null,null,null,null,null,null,null,39,{"$error":"#N/A"},{"$error":"#N/A"},{"$error":"#N/A"},{"$error":"#N/A"}]
[null,null,null,null,null,null,null,null,null,null,null,40,{"$error":"#N/A"},{"$error":"#N/A"},{"$error":"#N/A"},{"$error":"#N/A"}]
[null,null,null,null,null,null,null,null,null,null,null,41,{"$error":"#N/A"},{"$error":"#N/A"},{"$error":"#N/A"},{"$error":"#N/A"}]
[null,null,null,null,null,null,null,null,null,null,null,42,{"$error":"#N/A"},{"$error":"#N/A"},{"$error":"#N/A"},{"$error":"#N/A"}]
[null,null,null,null,null,null,null,null,null,null,null,43,{"$error":"#N/A"},{"$error":"#N/A"},{"$error":"#N/A"},{"$error":"#N/A"}]
[null,null,null,null,null,null,null,null,null,null,null,44,{"$error":"#N/A"},{"$error":"#N/A"},{"$error":"#N/A"},{"$error":"#N/A"}]
[null,null,null,null,null,null,null,null,null,null,null,45,{"$error":"#N/A"},{"$error":"#N/A"},{"$error":"#N/A"},{"$error":"#N/A"}]
[null,null,null,null,null,null,null,null,null,null,null,46,{"$error":"#N/A"},{"$error":"#N/A"},{"$error":"#N/A"},{"$error":"#N/A"}]
[null,null,null,null,null,null,null,null,null,null,null,47,{"$error":"#N/A"},{"$error":"#N/A"},{"$error":"#N/A"},{"$error":"#N/A"}]
[null,null,null,null,null,null,null,null,null,null,null,48,{"$error":"#N/A"},{"$error":"#N/A"},{"$error":"#N/A"},{"$error":"#N/A"}]
[null,null,null,null,null,null,null,null,null,null,null,49,{"$error":"#N/A"},{"$error":"#N/A"},{"$error":"#N/A"},{"$error":"#N/A"}]
[null,null,null,null,null,null,null,null,null,null,null,50,{"$error":"#N/A"},{"$error":"#N/A"},{"$error":"#N/A"},{"$error":"#N/A"}]
[null,null,null,null,null,null,null,null,null,null,null,51,{"$error":"#N/A"},{"$error":"#N/A"},{"$error":"#N/A"},{"$error":"#N/A"}]
[null,null,null,null,null,null,null,null,null,null,null,52,{"$error":"#N/A"},{"$error":"#N/A"},{"$error":"#N/A"},{"$error":"#N/A"}]
[null,null,null,null,null,null,null,null,null,null,null,53,{"$error":"#N/A"},{"$error":"#N/A"},{"$error":"#N/A"},{"$error":"#N/A"}]
[null,null,null,null,null,null,null,null,null,null,null,54,{"$error":"#N/A"},{"$error":"#N/A"},{"$error":"#N/A"},{"$error":"#N/A"}]
[null,null,null,null,null,null,null,null,null,null,null,55,{"$error":"#N/A"},{"$error":"#N/A"},{"$error":"#N/A"},{"$error":"#N/A"}]
[null,null,null,null,null,null,null,null,null,null,null,56,{"$error":"#N/A"},{"$error":"#N/A"},{"$error":"#N/A"},{"$error":"#N/A"}]
[null,null,null,null,null,null,null,null,null,null,null,57,{"$error":"#N/A"},{"$error":"#N/A"},{"$error":"#N/A"},{"$error":"#N/A"}]
[null,null,null,null,null,null,null,null,null,null,null,58,{"$error":"#N/A"},{"$error":"#N/A"},{"$error":"#N/A"},{"$error":"#N/A"}]
[null,null,null,null,null,null,null,null,null,null,null,59,{"$error":"#N/A"},{"$error":"#N/A"},{"$error":"#N/A"},{"$error":"#N/A"}]
[null,null,null,null,null,null,null,null,null,null,null,60,{"$error":"#N/A"},{"$error":"#N/A"},{"$error":"#N/A"},{"$error":"#N/A"}]
[null,null,null,null,null,null,null,null,null,null,null,61,{"$error":"#N/A"},{"$error":"#N/A"},{"$error":"#N/A"},{"$error":"#N/A"}]
[null,null,null,null,null,null,null,null,null,null,null,62,{"$error":"#N/A"},{"$error":"#N/A"},{"$error":"#N/A"},{"$error":"#N/A"}]
[null,null,null,null,null,null,null,null,null,null,null,63,{"$error":"#N/A"},{"$error":"#N/A"},{"$error":"#N/A"},{"$error":"#N/A"}]
[null,null,null,null,null,null,null,null,null,null,null,64,{"$error":"#N/A"},{"$error":"#N/A"},{"$error":"#N/A"},{"$error":"#N/A"}]
[null,null,null,null,null,null,null,null,null,null,null,65,{"$error":"#N/A"},{"$error":"#N/A"},{"$error":"#N/A"},{"$error":"#N/A"}]
[null,null,null,null,null,null,null,null,null,null,null,66,{"$error":"#N/A"},{"$error":"#N/A"},{"$error":"#N/A"},{"$f":"INDIRECT(\"D\"&$I$2+$L67)","v":{"$error":"#N/A"}}]
[null,null,null,null,null,null,null,null,null,null,null,67,{"$error":"#N/A"},{"$error":"#N/A"},{"$error":"#N/A"},{"$error":"#N/A"}]
[null,null,null,null,null,null,null,null,null,null,null,68,{"$f":"INDIRECT(\"A\"&$I$2+L69)","v":{"$error":"#N/A"}},{"$f":"INDIRECT(\"B\"&$I$2+$L69)","v":{"$error":"#N/A"}},{"$f":"INDIRECT(\"C\"&$I$2+$L69)","v":{"$error":"#N/A"}},{"$error":"#N/A"}]
[null,null,null,null,null,null,null,null,null,null,null,69,{"$error":"#N/A"},{"$error":"#N/A"},{"$error":"#N/A"},{"$error":"#N/A"}]
[null,null,null,null,null,null,null,null,null,null,null,70,{"$error":"#N/A"},{"$error":"#N/A"},{"$error":"#N/A"},{"$error":"#N/A"}]
[null,null,null,null,null,null,null,null,null,null,null,71,{"$error":"#N/A"},{"$error":"#N/A"},{"$error":"#N/A"},{"$error":"#N/A"}]
[null,null,null,null,null,null,null,null,null,null,null,72,{"$error":"#N/A"},{"$error":"#N/A"},{"$error":"#N/A"},{"$error":"#N/A"}]
[null,null,null,null,null,null,null,null,null,null,null,73,{"$error":"#N/A"},{"$error":"#N/A"},{"$error":"#N/A"},{"$error":"#N/A"}]
[null,null,null,null,null,null,null,null,null,null,null,74,{"$error":"#N/A"},{"$error":"#N/A"},{"$error":"#N/A"},{"$error":"#N/A"}]
[null,null,null,null,null,null,null,null,null,null,null,75,{"$error":"#N/A"},{"$error":"#N/A"},{"$error":"#N/A"},{"$error":"#N/A"}]
[null,null,null,null,null,null,null,null,null,null,null,76,{"$error":"#N/A"},{"$error":"#N/A"},{"$error":"#N/A"},{"$error":"#N/A"}]
[null,null,null,null,null,null,null,null,null,null,null,77,{"$error":"#N/A"},{"$error":"#N/A"},{"$error":"#N/A"},{"$error":"#N/A"}]
[null,null,null,null,null,null,null,null,null,null,null,78,{"$error":"#N/A"},{"$error":"#N/A"},{"$error":"#N/A"},{"$error":"#N/A"}]
[null,null,null,null,null,null,null,null,null,null,null,79,{"$error":"#N/A"},{"$error":"#N/A"},{"$error":"#N/A"},{"$error":"#N/A"}]
[null,null,null,null,null,null,null,null,null,null,null,80,{"$error":"#N/A"},{"$error":"#N/A"},{"$error":"#N/A"},{"$error":"#N/A"}]
[null,null,null,null,null,null,null,null,null,null,null,81,{"$error":"#N/A"},{"$error":"#N/A"},{"$error":"#N/A"},{"$error":"#N/A"}]
[null,null,null,null,null,null,null,null,null,null,null,82,{"$error":"#N/A"},{"$error":"#N/A"},{"$error":"#N/A"},{"$error":"#N/A"}]
[null,null,null,null,null,null,null,null,null,null,null,83,{"$error":"#N/A"},{"$error":"#N/A"},{"$error":"#N/A"},{"$error":"#N/A"}]
[null,null,null,null,null,null,null,null,null,null,null,84,{"$error":"#N/A"},{"$error":"#N/A"},{"$error":"#N/A"},{"$error":"#N/A"}]
[null,null,null,null,null,null,null,null,null,null,null,85,{"$error":"#N/A"},{"$error":"#N/A"},{"$error":"#N/A"},{"$error":"#N/A"}]
[null,null,null,null,null,null,null,null,null,null,null,86,{"$error":"#N/A"},{"$error":"#N/A"},{"$error":"#N/A"},{"$error":"#N/A"}]
[null,null,null,null,null,null,null,null,null,null,null,87,{"$error":"#N/A"},{"$error":"#N/A"},{"$error":"#N/A"},{"$error":"#N/A"}]
[null,null,null,null,null,null,null,null,null,null,null,88,{"$error":"#N/A"},{"$error":"#N/A"},{"$error":"#N/A"},{"$error":"#N/A"}]
[null,null,null,null,null,null,null,null,null,null,null,89,{"$error":"#N/A"},{"$error":"#N/A"},{"$error":"#N/A"},{"$error":"#N/A"}]
[null,null,null,null,null,null,null,null,null,null,null,90,{"$error":"#N/A"},{"$error":"#N/A"},{"$error":"#N/A"},{"$error":"#N/A"}]
[null,null,null,null,null,null,null,null,null,null,null,91,{"$error":"#N/A"},{"$error":"#N/A"},{"$error":"#N/A"},{"$error":"#N/A"}]
[null,null,null,null,null,null,null,null,null,null,null,92,{"$error":"#N/A"},{"$error":"#N/A"},{"$error":"#N/A"},{"$error":"#N/A"}]
[null,null,null,null,null,null,null,null,null,null,null,93,{"$error":"#N/A"},{"$error":"#N/A"},{"$error":"#N/A"},{"$error":"#N/A"}]
[null,null,null,null,null,null,null,null,null,null,null,94,{"$error":"#N/A"},{"$error":"#N/A"},{"$error":"#N/A"},{"$error":"#N/A"}]
[null,null,null,null,null,null,null,null,null,null,null,95,{"$error":"#N/A"},{"$error":"#N/A"},{"$error":"#N/A"},{"$error":"#N/A"}]
[null,null,null,null,null,null,null,null,null,null,null,96,{"$error":"#N/A"},{"$error":"#N/A"},{"$error":"#N/A"},{"$error":"#N/A"}]
[null,null,null,null,null,null,null,null,null,null,null,97,{"$error":"#N/A"},{"$error":"#N/A"},{"$error":"#N/A"},{"$error":"#N/A"}]
[null,null,null,null,null,null,null,null,null,null,null,98,{"$error":"#N/A"},{"$error":"#N/A"},{"$error":"#N/A"},{"$error":"#N/A"}]
[null,null,null,null,null,null,null,null,null,null,null,99,{"$error":"#N/A"},{"$error":"#N/A"},{"$error":"#N/A"},{"$error":"#N/A"}]
[null,null,null,null,null,null,null,null,null,null,null,100,{"$error":"#N/A"},{"$error":"#N/A"},{"$error":"#N/A"},{"$error":"#N/A"}]
[]
[]
[]
[]
[]
[]
[]
[]
[]
[]
[]
[]
[]
[]
[]
[]
[]
[]
[]
[]
[]
[]
[]
[]
[]
[]
[]
[]
[]
[]
[]
[]
[]
[]
[]
[]
[]
[]
[]
[]
[]
[]
[]
[]
[]
[]
[]
[]
[]
[]
[]
[]
[]
[]
[]
[]
[]
[]
[]
[]
[]
[]
[]
[]
[]
[]
[]
[]
[]
[]
[]
[]
[]
[]
[]
[]
[]
[]
[]
[]
[]
[]
[]
[]
[]
[]
[]
[]
[]
[]
[]
[]
[]
[]
[]
[]
[]
[]
[]
[]
[]
[]
[]
[]
[]
[]
[]
[]
[]
[]
[]
[]
[]
[]
[]
[]
[]
[]
[]
[]
[]
[]
[]
[]
[]
[]
[]
[]
[]
[]
[]
[]
[]
[]
[]
[]
[]
[]
[]
[]
[]
[]
[]
[]
[]
[]
[]
[]
[]
[]
[]
[]
[]
[]
[]
[]
[]
[]
[]
[]
[]
[]
[]
[]
[]
[]
[]
[]
[]
[]
[]
[]
[]
[]
[]
[]
[]
[]
[]
[]
[]
[]
[]
[]
[]
[]
[]
[]
[]
[]
[]
[]
[]
[]
[]
[]
[]
[]
[]
[]
[]
[]
[]
[]
[]
[]
[]
[]
[]
[]
[]
[]
[]
[]
[]
[]
[]
[]
[]
[]
[]
[]
[]
[]
[]
[]
[]
[]
[]
[]
[]
[]
[]
[]
[]
[]
[]
[]
[]
[]
[]
[]
[]
[]
[]
[]
[]
[]
[]
[]
[]
[]
[]
[]
[]
[]
[]
[]
[]
[]
[]
[]
[]
[]
[]
[]
[]
[]
[]
[]
[]
[]
[]
[]
[]
[]
[]
[]
[]
[]
[]
[]
[]
[]
[]
[]
[]
[]
[]
[]
[]
[]
[]
[]
[]
[]
[]
[]
[]
[]
[]
[]
[]
[]
[]
[]
[]
[]
[]
[]
[]
[]
[]
[]
[]
[]
[]
[]
[]
[]
[]
[]
[]
[]
[]
[]
[]
[]
[]
[]
[]
[]
[]
[]
[]
[]
[]
[]
[]
[]
[]
[]
[]
[]
[]
[]
[]
[]
[]
[]
[]
[]
[]
[]
[]
[]
[]
[]
[]
[]
[]
[]
[]
[]
[]
[]
[]
[]
[]
[]
[]
[]
[]
[]
[]
[]
[]
[]
[]
[]
[]
[]
[]
[]
[]
[]
[]
[]
[]
[]
[]
[]
[]
[]
[]
[]
[]
[]
[]
[]
[]
[]
[]
[]
[]
[]
[]
[]
[]
[]
[]
[]
[]
[]
[]
[]
[]
[]
[]
[]
[]
[]
[]
[]
[]
[]
[]
[]
[]
[]
[]
[]
[]
[]
[]
[]
[]
[]
[]
[]
[]
[]
[]
[]
[]
[]
[]
[]
[]
[]
[]
[]
[]
[]
[]
[]
[]
[]
[]
[]
[]
[]
[]
[]
[]
[]
[]
[]
[]
[]
[]
[]
[]
[]
[]
[]
[]
[]
[]
[]
[]
[]
[]
[]
[]
[]
[]
[]
[]
[]
[]
[]
[]
[]
[]
[]
[]
[]
[]
[]
[]
[]
[]
[]
[]
[]
[]
[]
[]
[]
[]
[]
[]
[]
[]
[]
[]
[]
[]
[]
[]
[]
[]
[]
[]
[]
[]
[]
[]
[]
[]
[]
[]
[]
[]
[]
[]
[]
[]
[]
[]
[]
[]
[]
[]
[]
[]
[]
[]
[]
[]
[]
[]
[]
[]
[]
[]
[]
[]
[]
[]
[]
[]
[]
[]
[]
[]
[]
[]
[]
[]
[]
[]
[]
[]
[]
[]
[]
[]
[]
[]
[]
[]
[]
[]
[]
[]
[]
[]
[]
[]
[]
[]
[]
[]
[]
[]
[]
[]
[]
[]
[]
[]
[]
[]
[]
[]
[]
[]
[]
[]
[]
[]
[]
[]
[]
[]
[]
[]
[]
[]
[]
[]
[]
[]
[]
[]
[]
[]
[]
[]
[]
[]
[]
[]
[]
[]
[]
[]
[]
[]
[]
[]
[]
[]
[]
[]
[]
[]
[]
[]
[]
[]
[]
[]
[]
[]
[]
[]
[]
[]
[]
[]
[]
[]
[]
[]
[]
[]
[]
[]
[]
[]
[]
[]
[]
[]
[]
[]
[]
[]
[]
[]
[]
[]
[]
[]
[]
[]
[]
[]
[]
[]
[]
[]
[]
[]
[]
[]
[]
[]
[]
[]
[]
[]
[]
[]
[]
[]
[]
[]
[]
[]
[]
[]
[]
[]
[]
[]
[]
[]
[]
[]
[]
[]
[]
[]
[]
[]
[]
[]
[]
[]
[]
[]
[]
[]
[]
[]
[]
[]
[]
[]
[]
[]
[]
[]
[]
[]
[]
[]
[]
[]
[]
[]
[]
[]
[]
[]
[]
[]
[]
[]
[]
[]
[]
[]
[]
[]
[]
[]
[]
[]
[]
[]
[]
[]
[]
[]
[]
[]
[]
[]
[]
[]
[]
[]
[]
[]
[]
[]
[]
[]
[]
[]
[]
[]
[]
[]
[]
[]
[]
[]
[]
[]
[]
[]
[]
[]
[]
[]
[]
[]
[]
[]
[]
[]
[]
[]
[]
[]
[]
[]
[]
[]
[]
[]
[]
[]
[]
[]
[]
[]
[]
[]
[]
[]
[]
[]
[]
[]
[]
[]
[]
[]
[]
[]
[]
[]
[]
[]
[]
[]
[]
[]
[]
[]
[]
[]
[]
[]
[]
[]
[]
[]
[]
[]
[]
[]
[]
[]
[]
[]
[]
[]
[]
[]
[]
[]
[]
[]
[]
[]
[]
[]
[]
[]
[]
[]
[]
[]
[]
[]
[]
[]
[]
[]
[]
[]
[]
[]
[]
[]
[]
[]
[]
[]
[]
[]
[]
[]
[]
[]
[]
[]
[]
[]
[]
[]
[]
[]
[]
[]
[]
[]
[]
[]
[]
[]
[]
[]
[]
[]
[]
[]
[]
[]
[]
[]
[]
[]
[]
[]
[]
[]
[]
[]
[]
[]
[]
[]
[]
[]
[]
[]
[]
[]
[]
[]
[]
[]
[]
[]
[]
[]
[]
[]
[]
[]
[]
[]
[]
[]
[]
[]
[]
[]
[]
[]
[]
[]
[]
[]
[]
[]
[]
[]
[]
[]
[]
[]
[]
[]
[]
[]
[]
[]
[]
[]
[]
[]
[]
[]
[]
[]
[]
[]
[]
[]
[]
[]
[]
[]
[]
[]
[]
[]
[]
[]
[]
[]
[]
[]
[]
[]
[]
[]
[]
[]
[]
[]
[]
[]
[]
[]
[]
[]
[]
[]
[]
[]
[]
[]
[]
[]
[]
[]
[]
[]
[]
[]
[]
[]
[]
[]
[]
[]
[]
[]
[]
[]
[]
[]
[]
[]
[]
[]
[]
[]
[]
[]
[]
[]
[]
[]
[]
[]
[]
[]
[]
[]
[]
[]
[]
[]
[]
[]
[]
[]
[]
[]
[]
[]
[]
[]
[]
[]
[]
[]
[]
[]
[]
[]
[]
[]
[]
[]
[]
[]
[]
[]
[]
[]
[]
[]
[]
[]
[]
[]
[]
[]
[]
[]
[]
[]
[]
[]
[]
[]
[]
[]
[]
[]
[]
[]
[]
[]
[]
[]
[]
[]
[]
[]
[]
[]
[]
[]
[]
[]
[]
[]
[]
[]
[]
[]
[]
[]
[]
[]
[]
[]
[]
[]
[]
[]
[]
[]
[]
[]
[]
[]
[]
[]
[]
[]
[]
[]
[]
[]
[]
[]
[]
[]
[]
[]
[]
[]
[]
[]
[]
[]
[]
[]
[]
[]
[]
[]
[]
[]
[]
[]
[]
[]
[]
[]
[]
[]
[]
[]
[]
[]
[]
[]
[]
[]
[]
[]
[]
[]
[]
[]
[]
[]
[]
[]
[]
[]
[]
[]
[]
[]
[]
[]
[]
[]
[]
[]
[]
[]
[]
[]
[]
[]
[]
[]
[]
[]
[]
[]
[]
[]
[]
[]
[]
[]
[]
[]
[]
[]
[]
[]
[]
[]
[]
[]
[]
[]
[]
[]
[]
[]
[]
[]
[]
[]
[]
[]
[]
[]
[]
[]
[]
[]
[]
[]
[]
[]
[]
[]
[]
[]
[]
[]
[]
[]
[]
[]
[]
[]
[]
[]
[]
[]
[]
[]
[]
[]
[]
[]
[]
[]
[]
[]
[]
[]
[]
[]
[]
[]
[]
[]
[]
[]
[]
[]
[]
[]
[]
[]
[]
[]
[]
[]
[]
[]
[]
[]
[]
[]
[]
[]
[]
[]
[]
[]
[]
[]
[]
[]
[]
[]
[]
[]
[]
[]
[]
[]
[]
[]
[]
[]
[]
[]
[]
[]
[]
[]
[]
[]
[]
[]
[]
[]
[]
[]
[]
[]
[]
[]
[]
[]
[]
[]
[]
[]
[]
[]
[]
[]
[]
[]
[]
[]
[]
[]
[]
[]
[]
[]
[]
[]
[]
[]
[]
[]
[]
[]
[]
[]
[]
[]
[]
[]
[]
[]
[]
[]
[]
[]
[]
[]
[]
[]
[]
[]
[]
[]
[]
[]
[]
[]
[]
[]
[]
[]
[]
[]
[]
[]
[]
[]
[]
[]
[]
[]
[]
[]
[]
[]
[]
[]
[]
[]
[]
[]
[]
[]
[]
[]
[]
[]
[]
[]
[]
[]
[]
[]
[]
[]
[]
[]
[]
[]
[]
[]
[]
[]
[]
[]
[]
[]
[]
[]
[]
[]
[]
[]
[]
[]
[]
[]
[]
[]
[]
[]
[]
[]
[]
[]
[]
[]
[]
[]
[]
[]
[]
[]
[]
[]
[]
[]
[]
[]
[]
[]
[]
[]
[]
[]
[]
[]
[]
[]
[]
[]
[]
[]
[]
[]
[]
[]
[]
[]
[]
[]
[]
[]
[]
[]
[]
[]
[]
[]
[]
[]
[]
[]
[]
[]
[]
[]
[]
[]
[]
[]
[]
[]
[]
[]
[]
[]
[]
[]
[]
[]
[]
[]
[]
[]
[]
[]
[]
[]
[]
[]
[]
[]
[]
[]
[]
[]
[]
[]
[]
[]
[]
[]
[]
[]
[]
[]
[]
[]
[]
[]
[]
[]
[]
[]
[]
[]
[]
[]
[]
[]
[]
[]
[]
[]
[]
[]
[]
[]
[]
[]
[]
[]
[]
[]
[]
[]
[]
[]
[]
[]
[]
[]
[]
[]
[]
[]
[]
[]
[]
[]
[]
[]
[]
[]
[]
[]
[]
[]
[]
[]
[]
[]
[]
[]
[]
[]
[]
[]
[]
[]
[]
[]
[]
[]
[]
[]
[]
[]
[]
[]
[]
[]
[]
[]
[]
[]
[]
[]
[]
[]
[]
[]
[]
[]
[]
[]
[]
[]
[]
[]
[]
[]
[]
[]
[]
[]
[]
[]
[]
[]
[]
[]
[]
[]
[]
[]
[]
[]
[]
[]
[]
[]
[]
[]
[]
[]
[]
[]
[]
[]
[]
[]
[]
[]
[]
[]
[]
[]
[]
[]
[]
[]
[]
[]
[]
[]
[]
[]
[]
[]
[]
[]
[]
[]
[]
[]
[]
[]
[]
[]
[]
[]
[]
[]
[]
[]
[]
[]
[]
[]
[]
[]
[]
[]
[]
[]
[]
[]
[]
[]
[]
[]
[]
[]
[]
[]
[]
[]
[]
[]
[]
[]
[]
[]
[]
[]
[]
[]
[]
[]
[]
[]
[]
[]
[]
[]
[]
[]
[]
[]
[]
[]
[]
[]
[]
[]
[]
[]
[]
[]
[]
[]
[]
[]
[]
[]
[]
[]
[]
[]
[]
[]
[]
[]
[]
[]
[]
[]
[]
[]
[]
[]
[]
[]
[]
[]
[]
[]
[]
[]
[]
[]
[]
[]
[]
[]
[]
[]
[]
[]
[]
[]
[]
[]
[]
[]
[]
[]
[]
[]
[]
[]
[]
[]
[]
[]
[]
[]
[]
[]
[]
[]
[]
[]
[]
[]
[]
[]
[]
[]
[]
[]
[]
[]
[]
[]
[]
[]
[]
[]
[]
[]
[]
[]
[]
[]
[]
[]
[]
[]
[]
[]
[]
[]
[]
[]
[]
[]
[]
[]
[]
[]
[]
[]
[]
[]
[]
[]
[]
[]
[]
[]
[]
[]
[]
[]
[]
[]
[]
[]
[]
[]
[]
[]
[]
[]
[]
[]
[]
[]
[]
[]
[]
[]
[]
[]
[]
[]
[44232,0.1,12,0.30670339761248849]
[44232,0.4,2,0.96979865771812079]
[44232,0.6,120,0.59816793893129772]
[44232,1,24,0.90137404580152669]
[44232,1.5,3,1]
[44232,2,180,0.920940170940171]
[44232,3,360,0.95206106870229001]
[45114,0.4,3,0.92206853839801806]
[45114,0.6,180,0.45693038628382565]
[45114,1,48,0.81453944650970678]
[45114,1.5,6,0.99907072792978835]
[45114,1.5,12,0.99091284593143336]
[45114,3,2,1]
[47740,0.1,120,0.12642292754787732]
[47740,0.4,24,0.60091006423982873]
[47740,0.8,3,0.9963908568373212]
[47740,1.25,3,1]
[47740,1.5,24,0.98368547740037449]
[47740,3,3,1]
[47769,0.1,180,8.4671052631578952E-2]
[47769,0.4,48,0.49260209114223708]
[47769,0.8,6,0.98060741519852745]
[47769,1,360,0.42764067127344524]
[47769,1.5,72,0.88521464729472088]
[47769,3,12,1]
[48873,0.2,2,0.88388267311762925]
[48873,0.4,24,0.73429220287660868]
[48873,0.4,120,0.51059963658388852]
[48873,0.8,24,0.89889511124564858]
[48873,1.25,3,0.99848714069591527]
[48873,1.5,180,0.87333535108958837]
[48873,3,48,0.99803268765133168]
[50304,0.2,6,0.54868022501081781]
[50304,0.4,360,0.31125140534463375]
[50304,0.8,72,0.74310657792376178]
[50304,1.25,12,0.96164478230822381]
[50304,1.5,6,0.99144930039730517]
[50304,3,72,0.99714976679910183]
[51179,0.2,12,0.53130693259181128]
[51179,0.6,2,0.95965197437613536]
[51179,0.8,120,0.72365272326983821]
[51179,1.25,24,0.94536930730960589]
[51179,2,3,0.996557000765111]
[51179,2,6,0.99311268414004217]
[51179,3,360,0.95465416626805699]
[53477,0.2,72,0.32745364088647672]
[53477,0.6,48,0.6839822928900533]
[53477,0.8,360,0.53341763005780352]
[53477,1.25,72,0.86068977970386429]
[53477,2,12,0.99449408791407168]
[53488,0.1,2,0.59933774834437092]
[53488,0.2,120,0.30350601779173209]
[53488,0.6,24,0.81156391501219094]
[53488,1,3,0.99356185836088395]
[53488,1.25,180,0.86122235765279476]
[53488,2,48,0.99651871192341168]
[53488,3,180,0.99721496953872935]
[57337,0.2,180,0.27909562638991847]
[57337,0.6,48,0.77972997965600155]
[57337,0.6,72,0.74218605511374147]
[57337,1,12,0.96969136943263723]
[57337,1.5,2,0.99741363384444848]
[57337,2,120,0.97634448345961933]
[60806,0.1,24,0.20488202811244982]
[60806,0.4,3,0.89067443536008517]
[60806,0.6,180,0.46676699272636063]
[60806,1.25,3,0.99577120661571228]
[60806,1.5,3,0.99821445352880378]
[60806,2,180,0.9045903180322733]
[63456,0.1,48,0.16723120948431938]
[63456,0.4,6,0.80553772538950807]
[63456,0.6,360,0.2979598984327117]
[63456,1,72,0.79389802823474509]
[63456,1.5,12,0.98223868408772741]
[63456,3,2,1]
[63456,3,3,1]
[65445,0.1,180,8.7660884163402342E-2]
[65445,0.4,24,0.67341687178339671]
[65445,0.8,3,0.99203332028847779]
[65445,1,180,0.67821172784243511]
[65445,1.5,48,0.94637365095341952]
[65445,3,6,1]
[73570,0.1,360,6.2752148745834055E-2]
[73570,0.4,72,0.49287811719332081]
[73570,0.8,12,0.90324134910205867]
[73570,1.25,2,0.99816144282962693]
[73570,1.5,3,0.9982926936041675]
[73570,3,12,1]
[79595,0.2,2,0.77038667085822066]
[79595,0.4,120,0.39894303060807196]
[79595,0.8,24,0.83057721327967804]
[79595,0.8,48,0.76315789473684204]
[79595,1.25,6,0.9794462428108992]
[79595,1.5,360,0.68040523533853514]
[79595,3,72,0.98613992079954749]
[80211,0.2,12,0.39503402003401999]
[80211,0.6,24,0.67153611969886484]
[80211,0.8,72,0.64720872068330892]
[80211,1.25,12,0.93117762211372912]
[80211,2,2,1]
[80211,3,120,0.94717354904134132]
[80975,0.2,24,0.35385286189947679]
[80975,0.6,3,0.90317096315040324]
[80975,0.8,180,0.53921064090891091]
[80975,1.25,48,0.85695631528964866]
[80975,2,6,0.99256329113924058]
[80975,3,120,0.96237686434307868]
[80975,3,360,0.88625573666719415]
[82158,0.2,72,0.23871676672384221]
[82158,0.6,12,0.75138535671262208]
[82158,1,2,0.98719901654239828]
[82158,1.25,120,0.74282885582789249]
[82158,2,24,0.96236257122221336]
[83186,0.1,3,0.37211105940747635]
[83186,0.2,180,0.15286970010341261]
[83186,0.6,48,0.61269406628606859]
[83186,0.8,48,0.7165913492575855]
[83186,1.25,180,0.66341362662329273]
[83186,2,48,0.95556014348757379]
[85612,0.1,6,0.31257100658941156]
[85612,0.2,360,0.11087468437030101]
[85612,0.6,72,0.56597675077969956]
[85612,1,12,0.90689899419181186]
[85612,1,24,0.86127560706089024]
[85612,1.5,3,0.9957541962693538]
[85612,2,180,0.87215659613042118]
[85663,0.1,120,9.608379852145614E-2]
[85663,0.4,3,0.77735962667469516]
[85663,0.6,180,0.36520615782107868]
[85663,1,48,0.76111469765440065]
[85663,1.5,6,0.97259979353062631]
[85663,2,360,0.63054748843713027]
[90451,0.1,72,0.13553355917848828]
[90451,0.4,12,0.65962397863394773]
[90451,0.8,2,0.98418565356284826]
[90451,1,120,0.71466701902748409]
[90451,1.5,2,0.99841554874828342]
[90451,3,2,1]
[90495,0.1,120,0.11504287312041753]
[90495,0.1,180,9.3439363817097415E-2]
[90495,0.4,48,0.48703858930179134]
[90495,0.8,6,0.92987842699416945]
[90495,1,360,0.48818873195716278]
[90495,1.5,72,0.89055667545355854]
[90495,3,12,0.99755031163757013]
[91619,0.2,2,0.82020418017520857]
[91619,0.6,12,0.8665815622412365]
[91619,0.8,12,0.93076445425693388]
[91619,1.25,2,0.99748293221157158]
[91619,1.5,120,0.91445621054810111]
[91619,3,24,0.99799951712482327]
[92166,0.2,3,0.62752272919188223]
[92166,0.4,180,0.33484443193017033]
[92166,0.8,48,0.74080639261697767]
[92166,1.25,6,0.98304226778030879]
[92166,1.25,12,0.95761496273379276]
[92166,2,2,1]
[92166,3,120,0.98076382248720406]
[92485,0.2,12,0.43950111690245725]
[92485,0.6,2,0.96935445355408734]
[92485,0.8,120,0.64549800796812751]
[92485,1.25,24,0.92079129049389274]
[92485,2,3,0.99912404109043607]
[92485,3,180,0.96285479117436212]
[93028,0.2,48,0.30060107948969572]
[93028,0.6,6,0.87727356237369092]
[93028,0.8,360,0.43021225764954513]
[93028,1.25,2,0.99902098757878]
[93028,2,6,0.99963267929841748]
[93028,3,360,0.93904977652605148]
[95443,0.2,72,0.25250109377278696]
[95443,0.2,120,0.21182955639163531]
[95443,0.6,24,0.70168128441970912]
[95443,1,3,0.98248064722658757]
[95443,1.25,180,0.73686203682125373]
[95443,2,48,0.95929064383681306]
[96879,0.1,6,0.34487112370276846]
[96879,0.4,12,0.67649681724530275]
[96879,0.6,48,0.66439177349442036]
[96879,1,6,0.96805209965287364]
[96879,1.25,360,0.6138257633998585]
[96879,2,72,0.95518078210917567]
[97847,0.1,12,0.23868028713418002]
[97847,0.4,2,0.86822687224669604]
[97847,0.6,120,0.50816101461262764]
[97847,1,24,0.8509588890113523]
[97847,1.5,3,0.99394389847771636]
[97847,2,72,0.93005894992011451]
[97847,2,180,0.87264813641497474]
[101022,0.1,48,0.20526936688950062]
[101022,0.4,6,0.88983383488159107]
[101022,0.6,360,0.39630793401413983]
[101022,1,72,0.86396337475474172]
[101022,1.5,12,0.99607637980643471]
[101022,3,2,1]
[101079,0.1,120,0.11991988111391097]
[101079,0.4,24,0.67938980432543772]
[101079,0.6,24,0.81883685023160058]
[101079,1,120,0.73340629627245224]
[101079,1.5,24,0.98050820199421029]
[101079,3,3,0.99704103949569023]
[103143,0.1,180,7.2637323805410506E-2]
[103143,0.4,48,0.53812063691269907]
[103143,0.4,72,0.45225302953056978]
[103143,0.8,12,0.97468155986674498]
[103143,1.25,2,1]
[103143,1.5,120,0.86968794103810565]
[103143,3,72,0.9992944496707431]
[103677,0.2,2,0.85893922295663394]
[103677,0.4,120,0.48124797930811508]
[103677,0.8,24,0.89565498303989666]
[103677,1.25,3,0.99935421375524713]
[103677,1.5,180,0.87449523501857529]
[103677,3,48,1]
[103811,0.2,6,0.69855164730224417]
[103811,0.4,360,0.3850190839694656]
[103811,0.8,72,0.83108215477514702]
[103811,1,360,0.70475131098045452]
[103811,1.5,360,0.83365109628217349]
[103811,2,2,1]
[103811,3,120,0.98856235107227952]
[104456,0.2,24,0.49748434130814245]
[104456,0.6,3,0.99131412221540971]
[104456,0.8,180,0.69148827204752639]
[104456,1.25,48,0.96486735634538567]
[104456,2,6,1]
[104456,3,360,0.97122081114297409]
[105169,0.4,6,0.85412302418586938]
[105169,0.6,6,0.93165810013325723]
[105169,0.8,360,0.60464673395543711]
[105169,1.25,72,0.91338282885969924]
[105169,2,12,0.99980963259090039]
[105241,0.1,2,0.63825469304921356]
[105241,0.2,120,0.28263077704418488]
[105241,0.6,24,0.8259766615930999]
[105241,0.6,48,0.7518711150577192]
[105241,1,6,0.98694219066937128]
[105241,1.5,2,0.99847889466345552]
[105241,2,48,0.98389959432048679]
[107211,0.1,6,0.4120815698345518]
[107211,0.2,360,0.15792847070888347]
[107211,0.6,72,0.67819625928772742]
[107211,1,12,0.97080291970802923]
[107211,1.5,2,0.99871959026888613]
[107211,2,120,0.96836982968369834]
[107327,0.1,24,0.24896265560165975]
[107327,0.4,3,0.96871410230420985]
[107327,0.6,12,0.91864406779661023]
[107327,1,24,0.94935936546674804]
[107327,1.5,3,0.99857656069951872]
[107327,2,180,0.89918644067796605]
[107327,2,360,0.77625508819538669]
[110082,0.1,72,0.15727719417146729]
[110082,0.4,12,0.68244500846023681]
[110082,0.8,2,0.97516891891891888]
[110082,1,120,0.74204185161699432]
[110082,1.5,24,0.95008874989434533]
[110082,3,48,0.98854800540906018]
[111577,0.1,120,0.118582427361009]
[111577,0.4,24,0.5883057659607358]
[111577,0.8,3,0.96418233046431734]
[111577,1,180,0.66235221389382581]
[111577,1.5,48,0.91624189063948103]
[111577,3,6,0.99942087178101224]
[112353,0.1,360,5.8305757776307081E-2]
[112353,0.4,72,0.47170497767488012]
[112353,0.8,12,0.90801216368083559]
[112353,1,180,0.67695867768595042]
[112353,1.25,2,0.99877774841437639]
[112353,1.5,120,0.87504131138872365]
[112353,3,24,0.99927299163940386]
[114198,0.2,3,0.66939880712795929]
[114198,0.4,180,0.33538438999377357]
[114198,0.8,48,0.75984770830282622]
[114198,1.25,6,0.97804690644323289]
[114198,1.5,360,0.65971307275655111]
[114198,3,72,0.98664520141963341]
[115751,0.1,72,0.15099756514154888]
[115751,0.4,360,0.22415108044307244]
[115751,0.8,72,0.71307251215794443]
[115751,1.25,12,0.96524452184008136]
[115751,2,2,1]
[115751,3,120,0.98418341435101209]
[115751,3,180,0.97529655022309281]
[115983,0.2,48,0.2988633758066101]
[115983,0.6,6,0.89231272489368652]
[115983,0.8,360,0.41281791103400867]
[115983,1.25,360,0.6000065460020293]
[115983,2,6,0.99545454545454548]
[115983,3,360,0.93635202828798747]
[116159,0.2,72,0.26529758264396308]
[116159,0.6,12,0.8113547225615636]
[116159,1,2,0.99576121511833271]
[116159,1.25,120,0.80904764966883158]
[116159,2,24,0.98528372212582749]
[116711,0.1,3,0.46586585092889654]
[116711,0.2,180,0.19060227484616818]
[116711,0.6,6,0.89728783250130384]
[116711,1,3,0.98905598570577724]
[116711,1,6,0.97348230912476719]
[116711,1.25,360,0.59756188487921269]
[116711,2,72,0.96052141527001866]
[118179,0.1,12,0.25345571160013269]
[118179,0.4,2,0.87917340785409615]
[118179,0.6,120,0.5213678359774726]
[118179,1,24,0.86571008094186908]
[118179,1.5,3,0.98904492316741421]
[118179,2,2,0.99992646788484874]
[120132,0.1,24,0.20506337320496612]
[120132,0.4,3,0.87697630055934561]
[120132,0.6,180,0.44253543001358958]
[120132,1,48,0.81824945012291372]
[120132,1.5,6,0.98790661579253702]
[120132,2,360,0.76317066071601825]
[120482,0.1,72,0.15278560302256985]
[120482,0.1,120,0.12021604426919381]
[120482,0.4,24,0.60460728825340082]
[120482,0.8,6,0.95727371936902672]
[120482,1,120,0.74316144610194157]
[120482,1.5,24,0.97232142857142856]
[120482,3,3,1]
[120922,0.1,180,9.060526154412217E-2]
[120922,0.4,48,0.50416615610832005]
[120922,0.8,6,0.93633692458374151]
[120922,1,360,0.47105311523616983]
[120922,1.5,72,0.89416337648823185]
[120922,3,12,0.99617467943813687]
[122738,0.1,48,0.15862861859560171]
[122738,0.4,72,0.44639175257731956]
[122738,0.8,12,0.88792418400682804]
[122738,1.25,2,0.99941178200641145]
[122738,1.25,3,0.99691194635609681]
[122738,1.5,180,0.80203643212383391]
[122738,3,48,0.99340943862539732]
[123037,0.2,6,0.54848184584896309]
[123037,0.4,360,0.19913695529145445]
[123037,0.8,72,0.70583660338671483]
[123037,1.25,180,0.74025377301806095]
[123037,1.5,360,0.6391373519533321]
[123037,3,72,0.98816296243948976]
[124259,0.2,12,0.43503584229390685]
[124259,0.6,2,0.9591224092230064]
[124259,0.8,120,0.62969119621507574]
[124259,1.25,24,0.92870610040584167]
[124259,2,3,0.9998083556918359]
[124259,3,180,0.96916637377384418]
[125535,0.2,48,0.30007143494954908]
[125535,0.2,72,0.26453254754888827]
[125535,0.6,6,0.86612277651464487]
[125535,0.8,360,0.39931283744589707]
[125535,1.25,72,0.8306663695119233]
[125535,2,12,0.9799901956415169]
[126580,0.1,2,0.55158616747642186]
[126580,0.2,120,0.2215338670733257]
[126580,0.6,24,0.74989683522204231]
[126580,1,3,0.99032759331493991]
[126580,1.25,180,0.76825437121188078]
[126580,2,48,0.96839800742456461]
[126580,3,48,0.99197284091630178]
[128187,0.2,180,0.17313024377948219]
[128187,0.6,48,0.64551768812754173]
[128187,1,6,0.94874838152783769]
[128187,1.25,360,0.55914210658893804]
[128187,1.5,2,0.99748373413853841]
[128187,2,120,0.91192231613019248]
[130608,0.1,24,0.24324682788805871]
[130608,0.4,3,0.88438822284908314]
[130608,0.6,180,0.50392727914570645]
[130608,1,180,0.69975295570848772]
[130608,1.5,3,0.99903045260235346]
[130608,2,180,0.92409139026111498]
[131245,0.1,48,0.18664734999396357]
[131245,0.4,6,0.77188542043308828]
[131245,0.6,360,0.34950363731361278]
[131245,1,72,0.78602409638554216]
[131245,1.5,12,0.96715650847185408]
[131245,3,2,1]
[132195,0.1,120,0.122020004512296]
[132195,0.4,3,0.83446516339624055]
[132195,0.4,24,0.56415746375178422]
[132195,0.8,3,0.94640513070547205]
[132195,1,180,0.62906374352428862]
[132195,1.5,48,0.89160786668668379]
[132195,3,6,0.99621013133208258]
[132203,0.1,360,5.8853413576146006E-2]
[132203,0.4,72,0.45043953897245559]
[132203,0.8,12,0.87534161005700006]
[132203,1.25,2,0.99660646721535284]
[132203,1.25,360,0.56430189858582702]
[132203,3,12,0.99968780487804887]
[136975,0.2,2,0.73345073602456423]
[136975,0.4,120,0.42091455968157759]
[136975,0.8,24,0.81069475206798358]
[136975,1.25,3,0.98505305938135024]
[136975,1.5,180,0.81837490961677517]
[136975,1.5,360,0.68911706169712317]
[136975,3,72,0.97953374898346435]
[137602,0.2,12,0.47598533455545367]
[137602,0.6,3,0.93662551440329223]
[137602,0.8,72,0.71716940541035379]
[137602,1.25,12,0.95300631463347663]
[137602,2,2,0.99908521245940629]
[137602,3,120,0.97584076870281411]
[137708,0.2,24,0.36777094423484413]
[137708,0.6,3,0.92985713548919491]
[137708,0.8,180,0.5841169784023974]
[137708,1.25,48,0.88847602828095162]
[137708,2,6,0.99803951916627975]
[137708,3,24,0.99927771758757677]
[138009,0.2,48,0.31251521792062331]
[138009,0.6,6,0.87340386720175112]
[138009,0.6,12,0.80327602984106394]
[138009,1,2,0.99206156338598617]
[138009,1.25,120,0.7934584363474243]
[138009,2,24,0.97746889816428251]
[138688,0.1,3,0.49398082024076717]
[138688,0.2,180,0.20353224293347472]
[138688,0.6,48,0.69151450929246827]
[138688,1,120,0.75454323201043105]
[138688,1.25,180,0.77449582399674066]
[138688,2,48,0.97564055562344698]
[141351,0.1,6,0.34246120653887641]
[141351,0.2,360,0.13584186316356553]
[141351,0.6,72,0.61775182239893967]
[141351,1,12,0.93575361178954342]
[141351,1.5,2,0.99908981837739441]
[141351,2,120,0.93969370860927148]
[141351,2,180,0.91638726768492074]
[141730,0.1,48,0.20466949666464526]
[141730,0.4,3,0.85823378194465449]
[141730,0.6,180,0.53938706015891036]
[141730,1,48,0.84722432309786722]
[141730,1.5,6,0.98631586905571944]
[141730,2,360,0.86964083175803397]
[141767,0.1,72,0.15915564598168871]
[141767,0.4,12,0.66160178879967479]
[141767,0.8,2,0.97813958206532758]
[141767,1,120,0.74422383588076979]
[141767,1.25,180,0.76816450875856812]
[141767,3,2,1]
[142164,0.1,120,0.13235683987274657]
[142164,0.4,24,0.5720625248377269]
[142164,0.8,3,0.94936876198030273]
[142164,0.8,6,0.90698597512569457]
[142164,1,360,0.56664460622104562]
[142164,1.5,72,0.9011112581029237]
[142164,3,12,0.99761904761904763]
[143153,0.2,2,0.65729768786127163]
[143153,0.6,2,0.90229470342040696]
[143153,0.8,12,0.8229430036841725]
[143153,1.25,2,0.9790073582455634]
[143153,1.5,120,0.82091276718659734]
[143153,3,24,0.98686110308980646]
[143810,0.2,3,0.64396205452525423]
[143810,0.4,180,0.3356287425149701]
[143810,0.8,48,0.73105040400153909]
[143810,1.25,6,0.97000384566081277]
[143810,1.5,360,0.66585459674317227]
[143810,3,12,0.99666723636985133]
[143810,3,72,0.98008802290304653]
[144178,0.2,12,0.46122843785265188]
[144178,0.6,2,0.95373150332404033]
[144178,0.8,120,0.6828941012291343]
[144178,1.25,24,0.93513252494902888]
[144178,2,3,1]
[144178,3,180,0.98932460704897796]
[148167,0.2,48,0.29796040120809875]
[148167,0.6,6,0.85840378384417715]
[148167,0.8,3,0.9615642208662003]
[148167,1.25,48,0.86927058122649592]
[148167,2,6,0.99821322215604535]
[148167,3,360,0.92402188884339054]
[148830,0.2,72,0.26942345249214572]
[148830,0.6,12,0.78123674611926375]
[148830,1,2,0.98843612334801767]
[148830,1,3,0.97801592680447313]
[148830,1.25,180,0.74249618450059351]
[148830,2,48,0.95477472131564445]
[151080,0.1,24,0.23656180331929649]
[151080,0.2,180,0.16437169291704057]
[151080,0.6,48,0.68551455349686041]
[151080,1,6,0.9810218526875405]
[151080,1.25,360,0.53830445544554451]
[151080,2,72,0.9644480168176337]
[151631,0.1,12,0.26904959822665558]
[151631,0.4,2,0.92753445259507084]
[151631,0.6,120,0.56202562763113417]
[151631,1,24,0.89513453741245863]
[151631,1.25,120,0.82556746628989153]
[151631,2,120,0.94100122850122847]
[154746,0.1,24,0.20239478152086499]
[154746,0.1,48,0.16177740715370642]
[154746,0.4,6,0.78788780154079541]
[154746,0.6,360,0.28409057097801182]
[154746,1,72,0.78902301242790029]
[154746,1.5,12,0.97544662762700274]
[154746,3,2,1]
[154954,0.1,120,0.11181575433911882]
[154954,0.6,2,0.968786897157216]
[154954,0.8,2,0.98673972934516052]
[154954,1,120,0.72844892888525281]
[154954,1.5,24,0.95895307624731163]
[154954,3,3,1]
[160549,0.1,180,8.2662018832231593E-2]
[160549,0.4,48,0.45526969896539271]
[160549,0.8,6,0.90228738754031579]
[160549,1,360,0.4435571225283011]
[160549,1.25,2,0.99573863636363635]
[160549,1.5,120,0.8161107454510711]
[160549,3,12,0.99811188662833872]
[165021,0.2,2,0.68018443120230798]
[165021,0.4,120,0.37323905651211742]
[165021,0.8,24,0.78191575427431104]
[165021,1.25,3,0.99208016809439159]
[165021,1.5,180,0.77924563910382572]
[165021,3,48,0.98428486710873908]
[165078,0.2,6,0.48171907944910497]
[165078,0.4,360,0.21128402924160206]
[165078,0.8,2,0.97782501678227796]
[165078,1.25,6,0.97482924644496693]
[165078,1.5,360,0.64496603672069408]
[165078,3,72,0.97547812066108297]
[165266,0.2,12,0.43442749267991992]
[165266,0.2,24,0.36745177612822028]
[165266,0.6,3,0.94093378433784336]
[165266,0.8,180,0.59280653111521875]
[165266,1.25,48,0.88693132276760533]
[165266,2,6,0.99951284549510289]
[166660,0.1,12,0.22674490426189006]
[166660,0.2,48,0.26918169095249855]
[166660,0.6,6,0.82488592921445314]
[166660,0.8,360,0.36660016043770693]
[166660,1.25,72,0.80322613788143427]
[166660,2,12,0.97863423453036402]
[168440,0.1,2,0.47953364592573827]
[168440,0.2,120,0.20679865142335674]
[168440,0.6,24,0.68724040117515961]
[168440,1,3,0.97543637743485967]
[168440,1.25,72,0.82098734177215194]
[168440,1.25,180,0.72297057780928753]
[168440,2,48,0.94557926443415097]
[169357,0.1,6,0.31678836614597777]
[169357,0.2,360,0.12090889497829367]
[169357,0.6,72,0.60717472233332304]
[169357,1,12,0.91754035357417374]
[169357,1.5,2,0.99846385449629793]
[169357,2,120,0.92412923852562334]
[169803,0.1,24,0.1945227865784549]
[169803,0.2,24,0.33928665507612876]
[169803,0.6,120,0.51129006789831044]
[169803,1,24,0.85800341970274885]
[169803,1.5,3,0.99784454433141445]
[169803,2,180,0.87441481247698705]
[169806,0.1,48,0.15892083497439938]
[169806,0.4,6,0.73944787236657727]
[169806,0.4,12,0.64187361691664613]
[169806,0.8,2,0.9831852324610928]
[169806,1,120,0.69745669001105781]
[169806,1.5,24,0.93802048787677783]
[169806,3,12,0.994595789628829]
[171175,0.1,120,0.11139480595272834]
[171175,0.4,24,0.62599343784177908]
[171175,0.8,3,0.98262358384029724]
[171175,1,180,0.65614290922347795]
[171175,1.5,48,0.93550502842151295]
[171175,3,6,0.99726726179631997]
[176905,0.1,360,4.9920499204992051E-2]
[176905,0.4,72,0.44999999999999996]
[176905,0.8,12,0.87907771647877198]
[176905,1,72,0.77069528977903046]
[176905,1.5,72,0.87761587815554354]
[176905,1.5,120,0.84366940562586223]
[176905,3,24,0.98782827677179519]
[178641,0.2,3,0.78362989323843424]
[178641,0.4,180,0.34542392642010494]
[178641,0.8,48,0.79457464715784021]
[178641,1.25,6,0.99563050233039874]
[178641,1.5,360,0.69468023067452866]
[178641,3,72,0.994076903158985]
[180465,0.2,180,0.18017380109430317]
[180465,0.4,360,0.21286523362080062]
[180465,0.8,72,0.72886044192853239]
[180465,1.25,12,0.97157921810699588]
[180465,2,2,1]
[180465,3,120,0.9863035720027008]
[180470,0.2,24,0.37704786701381937]
[180470,0.6,3,0.95151806072242895]
[180470,0.6,6,0.90038421516048983]
[180470,0.8,360,0.42624984989793063]
[180470,1.25,72,0.86930249309696273]
[180470,2,6,0.9938780409731115]
[180470,3,360,0.93081509343363611]
[183090,0.2,72,0.3083945435466946]
[183090,0.6,12,0.8657654825526564]
[183090,1,2,0.99633546225526126]
[183090,1.25,120,0.87038977367979886]
[183090,2,24,0.9841835131454908]
[184030,0.1,3,0.51796493245185393]
[184030,0.2,180,0.20390767167895799]
[184030,0.4,360,0.24057055332184568]
[184030,1,3,0.9913933250454241]
[184030,1.25,180,0.81341498421203717]
[184030,2,48,0.98708504735482638]
[184030,2,72,0.97589208839567587]
[186915,0.1,12,0.30497743651916209]
[186915,0.4,2,0.92839871037076838]
[186915,0.6,120,0.58944537815126052]
[186915,1,24,0.88675314201223199]
[186915,1.5,3,0.99744709439032586]
[186915,3,6,1]
[188005,0.1,24,0.21182826272391242]
[188005,0.4,3,0.90568181818181825]
[188005,0.6,180,0.44710578842315368]
[188005,1,48,0.81813015061096894]
[188005,1.5,6,1]
[188005,2,360,0.74856651376146788]
[188315,0.1,72,0.13339081560963145]
[188315,0.4,12,0.73470755288937106]
[188315,0.8,2,0.99097892958464817]
[188315,1,48,0.85435004464855213]
[188315,1,120,0.71378452510046564]
[188315,1.5,24,0.9770727040816326]
[188315,3,3,0.99971303765583652]
[190736,0.1,180,8.7611664441934495E-2]
[190736,0.4,48,0.50152677632085396]
[190736,0.8,6,0.96567998768788799]
[190736,1,360,0.45174537987679675]
[190736,1.5,72,0.88898578977068687]
[190736,3,12,0.9998717488329143]
[190770,0.1,12,0.26569247136867136]
[190770,0.4,72,0.46368383203576907]
[190770,0.8,12,0.89635880606344742]
[190770,1.25,2,0.9990626171728535]
[190770,1.5,120,0.85558472404525288]
[190770,3,24,0.99662478904931562]
[190770,3,48,0.98668666791674486]
[193985,0.2,6,0.61392086191528117]
[193985,0.4,360,0.20297547557243034]
[193985,0.8,72,0.71857447220608173]
[193985,1.25,48,0.89348103962505321]
[193985,1.5,360,0.65464616338071813]
[193985,3,72,0.99004570454721508]
[200164,0.2,12,0.4960744553631779]
[200164,0.6,2,0.9687613512531783]
[200164,0.8,120,0.68794473588531657]
[200164,1.25,24,0.95166147455867078]
[200164,2,3,0.9990658570761326]
[200164,3,180,0.98468566682240555]
[200662,0.2,48,0.3609519817428159]
[200662,0.4,180,0.35307803266483645]
[200662,0.8,180,0.61041618228318995]
[200662,0.8,360,0.4052381838481578]
[200662,1.25,72,0.89699251615302367]
[200662,2,12,0.99739752765126866]
[202846,0.1,2,0.54246329603927679]
[202846,0.2,120,0.23332231717104954]
[202846,0.6,24,0.73662609680158508]
[202846,1,3,0.97884470410855628]
[202846,1.25,180,0.7642870614862316]
[202846,3,3,1]
[203170,0.1,3,0.51626737651582377]
[203170,0.2,180,0.19671727129337541]
[203170,0.6,48,0.6970651959818791]
[203170,1,6,0.97888675623800392]
[203170,1.25,360,0.61935261368675165]
[203170,2,72,0.97234115852158076]
[203333,0.1,12,0.27865151629166979]
[203333,0.1,24,0.221361122606373]
[203333,0.4,3,0.85606999361646197]
[203333,0.6,360,0.30554720384846662]
[203333,1,24,0.86148356807511739]
[203333,1.5,3,0.99478267397342546]
[203333,2,180,0.87205678020203536]
[203580,0.1,48,0.19553540286013252]
[203580,0.4,6,0.80928516739750822]
[203580,0.6,360,0.3088112472160357]
[203580,1,72,0.80807237299930401]
[203580,1.5,12,0.97572005009044105]
[203580,3,2,1]
[204090,0.1,6,0.41172606339300377]
[204090,0.4,12,0.75857361293141101]
[204090,0.8,2,0.98581869750190898]
[204090,1,120,0.80651675581268423]
[204090,1,180,0.74545454545454548]
[204090,1.5,48,0.95394270122783076]
[204090,3,6,0.99923609974354777]
[204155,0.1,360,5.9826086956521737E-2]
[204155,0.4,72,0.51524178333829806]
[204155,0.8,12,0.91118829074671304]
[204155,1.25,24,0.95089285714285721]
[204155,1.5,72,0.93407738095238091]
[204155,3,12,0.99970241047515129]
[205712,0.2,2,0.7462952969988792]
[205712,0.4,120,0.38844588420965198]
[205712,0.8,24,0.80571120242394056]
[205712,1.25,3,0.99307427528718939]
[205712,1.5,180,0.79596663761981834]
[205712,3,48,0.98539600879558564]
[207366,0.2,6,0.62134044108163877]
[207366,0.4,120,0.39307203025614579]
[207366,0.4,360,0.18192367199587414]
[207366,0.8,72,0.74114008333691306]
[207366,1.25,12,0.97466071121800379]
[207366,2,2,0.9992271029241272]
[207366,3,120,0.99007945028988609]
[210112,0.2,24,0.37447589098532497]
[210112,0.6,3,0.90528519099947669]
[210112,0.8,180,0.55354804922754641]
[210112,1.25,48,0.86020942408376955]
[210112,1.5,48,0.89738219895287963]
[210112,3,180,0.94217687074829926]
[212248,0.2,48,0.31845899314582837]
[212248,0.6,6,0.87967510389119752]
[212248,0.8,360,0.41065016065016063]
[212248,1.25,72,0.84451579394683418]
[212248,1.25,120,0.79267198640162417]
[212248,2,24,0.98229712505310862]
[214026,0.1,3,0.47497954302259709]
[214026,0.2,180,0.20148502391140197]
[214026,0.6,180,0.46981132075471699]
[214026,1,3,0.96752512562814075]
[214026,1.25,180,0.72636409353784259]
[214026,2,48,0.93502168038710487]
[215435,0.1,6,0.33773270352875795]
[215435,0.2,360,0.11886364687919308]
[215435,0.6,72,0.58181481824068082]
[215435,1,12,0.88993667082697725]
[215435,1.5,2,0.98942214420989427]
[215435,2,120,0.89791108235511596]
[215987,0.1,3,0.46218532119857358]
[215987,0.4,2,0.884061819533698]
[215987,0.4,3,0.84466999681156352]
[215987,0.6,180,0.49271354111264759]
[215987,1,48,0.81841377843929408]
[215987,1.5,6,0.97454835281615304]
[215987,2,360,0.79318048832384702]
[217004,0.1,72,0.15271493212669682]
[217004,0.4,12,0.64983271543539201]
[217004,0.8,2,0.96917452723744191]
[217004,0.8,360,0.40099457504520797]
[217004,1.5,12,0.95628217866498055]
[217004,3,2,1]
[217294,0.1,120,0.13378941412478781]
[217294,0.4,24,0.59610342877705236]
[217294,0.8,3,0.9554950977875879]
[217294,1,180,0.66524509300174695]
[217294,1.5,48,0.91212121212121222]
[217294,1.5,72,0.89147406266050333]
[217294,3,12,0.99804858008524622]
[218235,0.2,3,0.71708314102986748]
[218235,0.4,72,0.52270926855030364]
[218235,0.8,12,0.88882290841910794]
[218235,1.25,2,0.99545094936708856]
[218235,1.5,120,0.8689887195725311]
[218235,3,24,0.99597678406542678]
[218323,0.2,3,0.67971141233056409]
[218323,0.4,180,0.36624343257443087]
[218323,0.8,48,0.76058186590834509]
[218323,1.25,6,0.97665901388433374]
[218323,1.5,360,0.70075467570819205]
[218323,3,3,1]
[221743,0.2,6,0.52537313432835819]
[221743,0.4,360,0.22684589051851389]
[221743,0.6,2,0.97642041891383424]
[221743,0.8,120,0.63484838972942437]
[221743,1.25,24,0.93476009665170867]
[221743,2,3,1]
[221743,3,180,0.97301537496077817]
[225062,0.2,48,0.28623106488808497]
[225062,0.6,6,0.87921214402208003]
[225062,1,12,0.92430628731998588]
[225062,1.25,48,0.866529516545824]
[225062,2,6,0.99683941203030157]
[225062,3,360,0.91656632550672279]
[225776,0.2,72,0.24702680450096054]
[225776,0.6,12,0.78089733631836244]
[225776,1,2,0.99491192844756782]
[225776,1.25,120,0.78923090975520638]
[225776,2,24,0.98187255998721501]
[225776,2,48,0.96287671232876715]
[227220,0.1,3,0.41292936072293202]
[227220,0.2,180,0.16655879180151023]
[227220,0.6,48,0.62365256551525894]
[227220,1,6,0.95645721125074801]
[227220,1.25,360,0.55733620792909333]
[227220,2,72,0.94336189974625362]
[227714,0.1,12,0.25784567581563961]
[227714,0.4,2,0.91128324296411045]
[227714,0.6,120,0.5259837633796991]
[227714,1,24,0.87474481225934819]
[227714,1.25,24,0.918503397845017]
[227714,2,120,0.91506898868275544]
[227815,0.1,24,0.19380365450098319]
[227815,0.4,3,0.86948410705316781]
[227815,0.6,180,0.44088133157705667]
[227815,0.6,360,0.29624928147154628]
[227815,1,72,0.75934523524625475]
[227815,1.5,12,0.97597798779758349]
[227815,3,2,1]
[227840,0.1,120,0.10794334599987808]
[227840,0.4,120,0.36605130079814779]
[227840,0.8,2,0.98182149805447472]
[227840,1,120,0.69231549890395394]
[227840,1.5,24,0.9404271718626398]
[227840,3,3,1]
[228374,0.1,180,9.3591905564924111E-2]
[228374,0.4,48,0.49299466408712206]
[228374,0.8,6,0.95373920633436204]
[228374,1,360,0.49965678627145088]
[228374,1.5,72,0.91124758401396588]
[228374,3,2,1]
[228374,3,12,1]
[228445,0.2,2,0.77082837419661987]
[228445,0.4,120,0.41224307417336908]
[228445,0.8,24,0.83836790571709185]
[228445,1.25,3,0.99747219413549038]
[228445,1.5,180,0.8394260538223387]
[228445,3,48,0.99003243178910405]
[229003,0.2,6,0.52956796325534661]
[229003,0.4,360,0.20507975988328986]
[229003,0.6,180,0.449341208541572]
[229003,1.25,6,0.98769796717865421]
[229003,1.5,360,0.64686468646864681]
[229003,3,72,0.98447242063018092]
[233999,0.2,12,0.47390697268522564]
[233999,0.6,2,0.96798919907669534]
[233999,0.8,120,0.6453511180855237]
[233999,0.8,180,0.57738925706313216]
[233999,1.25,48,0.89619105726488268]
[233999,2,6,0.99860560373001006]
[234358,0.1,2,0.49094068006949615]
[234358,0.2,48,0.28686431661819989]
[234358,0.6,6,0.85306411618845202]
[234358,0.8,360,0.40297026193598695]
[234358,1.25,72,0.82481053899001344]
[234358,2,12,0.98937865108868828]
[235987,0.1,2,0.50744369950146118]
[235987,0.2,120,0.21765313145216794]
[235987,0.6,24,0.70708147129597798]
[235987,1,3,0.97513821640740361]
[235987,1.25,12,0.94557075115112366]
[235987,2,24,0.96763331500824623]
[237455,0.1,3,0.42871764395139988]
[237455,0.1,6,0.32192753575321198]
[237455,0.2,360,0.10719118180918122]
[237455,0.6,72,0.57805851502457362]
[237455,1,12,0.9210075168139259]
[237455,1.5,2,0.99976935749588136]
[237455,2,120,0.91136236279131089]
[237976,0.1,24,0.19600865877887497]
[237976,0.4,72,0.43837198969163776]
[237976,0.6,120,0.51399129430576529]
[237976,1,24,0.86387852956846034]
[237976,1.5,3,0.99855068177112605]
[237976,2,180,0.88613026366407244]
[238620,0.1,48,0.15950879741194335]
[238620,0.4,6,0.76535355200263711]
[238620,0.6,360,0.31797949157571959]
[238620,1,72,0.76867565162948559]
[238620,1,120,0.70813286759375205]
[238620,1.5,24,0.94866895097522408]
[238620,3,2,1]
[240807,0.1,120,0.16502994011976047]
[240807,0.4,24,0.63506882106523033]
[240807,0.8,3,0.97919655667144911]
[240807,1,180,0.71746411483253592]
[240807,1.5,48,0.92728142566678617]
[240807,3,6,1]
[241088,0.1,360,0.11358921161825725]
[241088,0.4,72,0.59360435007767998]
[241088,0.6,120,0.65868495987574427]
[241088,1,360,0.65545348686764138]
[241088,1.5,72,0.93325572370973997]
[241088,3,12,0.99961195188203333]
[241309,0.2,2,0.85777548918640578]
[241309,0.2,3,0.79482153909634823]
[241309,0.4,180,0.43040066088393225]
[241309,0.8,48,0.84542358889691471]
[241309,1.25,6,0.99566742314833923]
[241309,1.5,360,0.75477148457649856]
[241309,3,360,0.95801093572681317]
[241737,0.2,6,0.6510751844294459]
[241737,0.4,360,0.37409846346817183]
[241737,0.8,72,0.76175548589341691]
[241737,1.25,12,0.99373237229708555]
[241737,2,2,1]
[241737,3,120,0.98213726104669385]
[244055,0.2,24,0.41476472245703017]
[244055,0.6,3,0.95683958948404324]
[244055,0.8,180,0.63697762769100885]
[244055,1.25,6,0.98396624472573846]
[244055,1.25,48,0.89337459558306376]
[244055,2,6,0.99563994374120957]
[244055,3,360,0.94373329582219712]
[245745,0.2,72,0.33034396639800201]
[245745,0.6,12,0.86098197074498251]
[245745,1,2,0.99558073654390933]
[245745,1.25,120,0.8348259834485886]
[245745,2,24,0.98685105418272501]
[248169,0.1,3,0.54021847070506457]
[248169,0.2,2,0.79789603960396038]
[248169,0.6,24,0.78405850997892645]
[248169,1,3,0.99244582043343654]
[248169,1.25,180,0.81561338289962826]
[248169,2,48,0.96258208400446044]
[252560,0.1,6,0.38408262454434994]
[252560,0.2,360,0.15887913571910872]
[252560,0.4,2,0.89812693707047564]
[252560,0.6,120,0.58932667656186744]
[252560,1,24,0.89818623154204036]
[252560,1.5,12,0.98011325333692867]
[252560,2,120,0.95449949443882709]
[253395,0.1,24,0.20375201198867735]
[253395,0.4,3,0.80896200288024811]
[253395,0.6,180,0.47135806576831363]
[253395,1,48,0.78616143149963991]
[253395,1.5,6,0.9734758292264245]
[253395,2,360,0.78586462833721049]
[254795,0.1,72,0.15526208443809911]
[254795,0.4,12,0.65865090686773997]
[254795,0.6,72,0.60290297937356763]
[254795,1,72,0.77909581509011294]
[254795,1.5,12,0.9604030944625408]
[254795,1.5,24,0.93882328990228003]
[254795,3,3,1]
[255995,0.1,180,0.10642591609134359]
[255995,0.4,48,0.49596645791317279]
[255995,0.8,6,0.91197836576700775]
[255995,1,360,0.51986210554229639]
[255995,1.5,72,0.87916865489634699]
[255995,3,360,0.9180449533502969]
[256065,0.1,360,8.4258988599824614E-2]
[256065,0.4,72,0.49810052600818239]
[256065,0.8,12,0.89058394160583942]
[256065,1.25,2,0.99715639810426537]
[256065,1.5,120,0.89543199065966139]
[256065,3,24,0.9999270445757642]
[257665,0.2,3,0.66030496802754557]
[257665,0.4,180,0.39643805962806256]
[257665,0.4,360,0.29476584022038571]
[257665,0.8,72,0.72091651096469667]
[257665,1.25,6,0.96658476658476655]
[257665,1.5,360,0.7249582227464858]
[257665,3,72,0.98319575471698117]
[258395,0.2,12,0.47230614300100704]
[258395,0.6,2,0.94311549134054162]
[258395,0.8,120,0.66888590861193598]
[258395,1.25,24,0.92152638130805331]
[258395,2,3,0.99875586180495746]
[258395,3,180,0.962324668485806]
[258760,0.1,360,7.511771630370806E-2]
[258760,0.6,3,0.90298178613396007]
[258760,0.8,180,0.57412715913267176]
[258760,1.25,48,0.85592535449268969]
[258760,2,6,0.99280258519388953]
[258760,2,12,0.98413514506059496]
[262631,0.1,2,0.59275362318840585]
[262631,0.2,120,0.28177863702271627]
[262631,0.6,24,0.78938053097345129]
[262631,1,3,0.98842257597684513]
[262631,1.25,180,0.83969097054563013]
[262631,2,180,0.94803732303732302]
[264436,0.1,3,0.50195520796302884]
[264436,0.2,180,0.27505330490405117]
[264436,0.6,48,0.72701455449059282]
[264436,1,6,0.98899929027679201]
[264436,1.25,360,0.79737402413058911]
[264436,2,72,0.98899929027679201]
[268170,0.1,12,0.33172302737520126]
[268170,0.4,2,0.98076923076923073]
[268170,0.6,120,0.7287319422150883]
[268170,1,3,1]
[268170,1,24,0.98878205128205132]
[268170,1.5,3,1]
[268170,2,180,1]
[269171,0.1,48,0.21531763308925392]
[269171,0.4,6,0.86513743326082648]
[269171,0.6,360,0.45675836136948345]
[269171,1,72,0.85745353894820087]
[269171,1.5,12,0.99604586793198902]
[269171,3,2,1]
[269171,3,360,0.97054753903933588]
[271683,0.4,12,0.7074992430104633]
[271683,0.8,2,0.99677267531768976]
[271683,1,120,0.74678732422794858]
[271683,1.5,24,0.9649594780912667]
[271683,3,3,1]
[271683,3,6,1]
[275639,0.1,360,2.4367071669432104E-2]
[275639,0.4,72,0.36185416638788154]
[275639,0.8,12,0.88842361566350481]
[275639,1.25,6,0.98468268407534254]
[275639,1.5,72,0.83810250030099931]
[275639,3,12,0.99716395547945202]
[280311,0.2,2,0.78261293784759489]
[280311,0.4,120,0.41274490659376428]
[280311,0.8,24,0.83994145389494235]
[280311,1.25,3,0.99265303468677879]
[280311,1.5,180,0.85281004913924963]
[280311,3,48,0.99034209157127995]
[281351,0.2,6,0.58301969365426687]
[281351,0.4,48,0.54911397943557205]
[281351,0.8,48,0.79997376131543274]
[281351,0.8,72,0.76256286901377646]
[281351,1.25,12,0.96887023434767405]
[281351,2,2,1]
[281351,3,120,0.99436065573770482]
[286026,0.2,24,0.34334056399132318]
[286026,0.6,3,0.95546570397111907]
[286026,0.8,180,0.55687895695412104]
[286026,1.25,48,0.88176485885174372]
[286026,2,120,0.93028228019993653]
[286026,3,180,0.96992372587541897]
[290234,0.2,48,0.34423353006859148]
[290234,0.6,6,0.8672185957650056]
[290234,0.8,360,0.56790320012736828]
[290234,1.25,72,0.88096753660089111]
[290234,2,12,0.99300031816735612]
[290600,0.1,2,0.49050147492625373]
[290600,0.1,3,0.42791356712716971]
[290600,0.2,180,0.2554623833707334]
[290600,0.6,48,0.66808209483368719]
[290600,1,3,0.96032026374661494]
[290600,1.25,180,0.79547329954025692]
[290600,2,48,0.94579945799457987]
[292030,0.1,6,0.35091466245705266]
[292030,0.2,360,0.17623597068917538]
[292030,0.6,72,0.63266629609042058]
[292030,1,12,0.91223034904175537]
[292030,1.5,2,0.99620721554116554]
[292030,2,120,0.93103767471998522]
[292030,3,180,0.97602739726027399]
[292250,0.4,2,0.92217687074829935]
[292250,0.6,120,0.6424192889252146]
[292250,1,24,0.91980939414567731]
[292250,1,48,0.87826797385620914]
[292250,1.5,6,0.98693344222131485]
[292250,2,360,0.88944860449285224]
[292837,0.1,72,0.16914925522343296]
[292837,0.4,12,0.74937767599322913]
[292837,0.8,2,0.97992047713717689]
[292837,1.25,3,0.99065420560747675]
[292837,1.5,12,0.98299015219337516]
[292837,3,2,1]
[293142,0.1,120,0.19092204355790757]
[293142,0.4,24,0.72054350030419789]
[293142,0.8,3,0.98886865007083591]
[293142,1,180,0.82941653160453821]
[293142,1.5,48,0.97852947133886981]
[293142,3,6,1]
[294426,0.1,360,9.5461048250747818E-2]
[294426,0.4,24,0.62704598597038186]
[294426,0.4,72,0.52214573321210545]
[294426,0.8,12,0.87658967038671165]
[294426,1.25,2,0.9906699494622262]
[294426,1.5,120,0.89337138409651051]
[294426,3,24,0.99805472701335762]
[297094,0.2,3,0.68827160493827155]
[297094,0.4,180,0.4082303706656038]
[297094,0.8,48,0.79008165704043021]
[297094,1.25,6,0.98626865671641795]
[297094,1.5,6,0.99293532338308466]
[297094,3,48,0.99253657080306501]
[300042,0.2,6,0.57547876323954206]
[300042,0.4,360,0.19706259803222587]
[300042,0.8,72,0.72652770354534113]
[300042,1.25,12,0.97210743801652888]
[300042,1.25,24,0.9400427502671892]
[300042,2,3,0.9995726343530752]
[300042,3,180,0.97730915826594944]
[300687,0.2,48,0.31363983837501364]
[300687,0.6,24,0.75531876204676873]
[300687,0.8,180,0.56677334885074182]
[300687,1.25,48,0.90071979060636898]
[300687,2,6,0.998000799680128]
[300687,3,360,0.92619792045371918]
[301185,0.2,72,0.28238879248317605]
[301185,0.6,12,0.84669681727883683]
[301185,1,2,0.99087683730359855]
[301185,1.25,120,0.82990322444322351]
[301185,2,24,0.98386006422173389]
[301185,3,120,0.98664863951326687]
[303851,0.2,120,0.19832674500460279]
[303851,0.2,180,0.14711137581893985]
[303851,0.6,48,0.69009550090631167]
[303851,1,6,0.98220515455553448]
[303851,1.25,360,0.4780255466551202]
[303851,2,72,0.96570655848546316]
[303983,0.1,12,0.32284152001102789]
[303983,0.4,2,0.93272619102100596]
[303983,0.6,120,0.55880870561282936]
[303983,1.25,2,0.99890135042343786]
[303983,1.5,2,0.99967954587071961]
[303983,2,120,0.93249988551540963]
[305811,0.1,24,0.19851798733118201]
[305811,0.4,3,0.88787806478553966]
[305811,0.6,180,0.4626821112968712]
[305811,1,48,0.82076682082649555]
[305811,1.5,6,0.99194558797207799]
[305811,1.5,12,0.97843078758949886]
[305811,3,2,1]
[307167,0.1,180,8.8814691151919867E-2]
[307167,0.4,12,0.70984023693321652]
[307167,0.8,2,0.98104403616214642]
[307167,1,120,0.74320380253502338]
[307167,1.5,24,0.95390130043347776]
[307167,3,3,1]
[308383,0.1,180,8.6303789338471423E-2]
[308383,0.4,48,0.53935649522586859]
[308383,0.8,6,0.95116866455518578]
[308383,1,360,0.44278606965174128]
[308383,1.5,3,0.99639336378937249]
[308383,3,6,0.99959916626583289]
[308586,0.1,360,5.1855047454702326E-2]
[308586,0.4,72,0.48991292352789034]
[308586,0.4,120,0.41212225718842949]
[308586,0.8,24,0.86030679076180627]
[308586,1.25,3,0.9987079546922778]
[308586,1.5,180,0.84640917320458664]
[308586,3,48,0.99659673458837716]
[309389,0.2,6,0.57773051321438418]
[309389,0.6,12,0.83454030226700249]
[309389,0.8,48,0.76761117670208578]
[309389,1.25,6,0.98579690758153993]
[309389,1.5,360,0.67392674281213072]
[309389,3,72,0.99165912578195692]
[310301,0.2,12,0.44224715772321593]
[310301,0.6,2,0.97316577342450572]
[310301,0.8,120,0.63694880142053867]
[310301,1.25,24,0.92577388217019851]
[310301,2,3,0.99944545084846015]
[310301,3,72,0.98916540324668123]
[310301,3,180,0.9717117183744407]
[311458,0.2,48,0.27790499943317087]
[311458,0.6,6,0.85120260905014267]
[311458,0.8,360,0.3674930879753433]
[311458,1.25,72,0.80413608770499234]
[311458,2,12,0.97799162232537074]
[311690,0.1,2,0.52137433803356092]
[311690,0.2,120,0.21729419272495212]
[311690,0.6,24,0.71843019734115465]
[311690,0.8,24,0.81758199725878944]
[311690,1.25,120,0.80665413174416012]
[311690,2,24,0.98021284731073166]
[313630,0.1,3,0.44418166128671421]
[313630,0.2,180,0.17685401156660382]
[313630,0.6,48,0.6387611749680715]
[313630,0.6,72,0.59379290526517448]
[313630,1,12,0.92605004468275243]
[313630,1.5,2,0.99827756690376712]
[313630,2,120,0.9187860994989947]
[317069,0.1,120,0.11344393413940701]
[317069,0.4,2,0.91226812159002324]
[317069,0.6,120,0.52805867665418227]
[317069,1,24,0.8802333562113932]
[317069,1.5,3,0.99432579890880746]
[317069,2,180,0.90286658972519429]
[319457,0.1,48,0.15250722341317921]
[319457,0.4,6,0.70659435301785345]
[319457,0.6,360,0.28579411833189744]
[319457,1,72,0.72412669599013246]
[319457,1.5,12,0.94699260361910975]
[319457,2,72,0.90856651082734408]
[319457,3,2,1]
[319476,0.1,120,0.12140967135790159]
[319476,0.4,24,0.5952727551333129]
[319476,0.8,3,0.96799112776779228]
[319476,1,180,0.69766106496191094]
[319476,1.5,48,0.9264745282657787]
[319476,3,6,0.99927292208786167]
[319675,0.1,360,5.4703180813063447E-2]
[319675,0.4,72,0.46103631170950637]
[319675,0.6,24,0.73925160588655137]
[319675,1,360,0.50056097643898956]
[319675,1.5,72,0.91531066345075929]
[319675,3,12,1]
[320382,0.2,2,0.72768216181437984]
[320382,0.4,120,0.45542479445429629]
[320382,0.8,24,0.81958762886597936]
[320382,0.8,48,0.76705598066854619]
[320382,1.25,6,0.97351686388151004]
[320382,1.5,360,0.7264667956157318]
[320382,3,120,0.98744365743721829]
[320492,0.2,6,0.62236559139784953]
[320492,0.4,360,0.32338522404747572]
[320492,0.8,72,0.76746584171178145]
[320492,1.25,12,0.97337227280535987]
[320492,2,2,1]
[320492,3,120,0.99218414497981622]
[320819,0.2,24,0.37357472364870742]
[320819,0.6,3,0.88976719944405835]
[320819,0.8,180,0.5741739130434782]
[320819,1.25,2,0.98220022575323429]
[320819,2,3,0.99096908648836413]
[320819,3,180,0.93423681695769267]
[320819,3,360,0.89113814074717634]
[321435,0.2,72,0.34338030291613292]
[321435,0.6,12,0.82807677832141513]
[321435,1,2,0.99436090225563911]
[321435,1.25,120,0.84808126410835216]
[321435,2,24,0.98645801986157089]
[322018,0.1,3,0.49375854993160051]
[322018,0.4,6,0.77492098744340987]
[322018,0.6,24,0.74863341305090536]
[322018,1,3,0.96484941557887549]
[322018,1.25,180,0.77499786525488856]
[322018,2,48,0.95322236448997011]
[322859,0.1,6,0.3538764693891418]
[322859,0.2,360,0.14347796564133902]
[322859,0.6,72,0.59492296205796513]
[322859,1,12,0.89280141122192824]
[322859,1,24,0.84239093561299949]
[322859,1.5,2,0.99532203389830498]
[322859,2,120,0.89310181102896291]
[327530,0.1,24,0.27158513766372627]
[327530,0.4,3,0.86502035758541329]
[327530,0.6,180,0.52356020942408377]
[327530,1,48,0.81557704249090746]
[327530,1.5,6,0.98253236389430754]
[327530,2,360,0.81491663710535656]
[327585,0.1,72,0.21921975662133139]
[327585,0.4,12,0.73734035902473882]
[327585,0.6,12,0.84258928571428571]
[327585,1,72,0.84066767830045519]
[327585,1.5,12,0.97769052293414238]
[327585,3,2,1]
[329425,0.1,120,0.16552119129438717]
[329425,0.1,180,0.13997709049255441]
[329425,0.4,48,0.54997137950772756]
[329425,0.8,6,0.91523678792038443]
[329425,1,360,0.59913053426381424]
[329425,1.5,72,0.89259979412101109]
[329425,3,72,0.98250428816466551]
[330058,0.1,360,4.4466161739555338E-2]
[330058,0.4,72,0.4523119874367475]
[330058,0.8,12,0.88215805259119762]
[330058,1.25,2,0.996271387253023]
[330058,1.5,120,0.84431659693165972]
[330058,3,24,0.99484050897681719]
[331786,0.2,3,0.67064769619552056]
[331786,0.4,180,0.31275321167630454]
[331786,0.8,48,0.74130592754074531]
[331786,1,360,0.44728733164837448]
[331786,1.25,6,0.97305617044825676]
[331786,1.5,360,0.6234157490130896]
[331786,3,72,0.98699501936912004]
[332075,0.2,12,0.42049551784591976]
[332075,0.6,2,0.9528305000825219]
[332075,0.8,120,0.60844567803330685]
[332075,1.25,24,0.91137902559867878]
[332075,2,3,0.9991086461325146]
[332075,3,180,0.96459826293715534]
[334004,0.1,120,0.11290391066196764]
[334004,0.6,3,0.95028372999068356]
[334004,0.8,180,0.57070771318322522]
[334004,1.25,48,0.89603729603729609]
[334004,2,6,0.99699152542372871]
[334004,3,360,0.92956433293778606]
[334865,0.2,72,0.24794883793479958]
[334865,0.2,120,0.19739222658930689]
[334865,0.6,24,0.71730931080701965]
[334865,1,3,0.98726689704554649]
[334865,1.25,360,0.50476962404139902]
[334865,2,24,0.98592031897330468]
[334992,0.1,3,0.50660966787241046]
[334992,0.2,180,0.19083618196160926]
[334992,0.6,48,0.70290331056227018]
[334992,1,6,0.98831484277555304]
[334992,1.25,360,0.63083590518090482]
[334992,2,72,0.97873038797347867]
[336196,0.1,12,0.28725498587691517]
[336196,0.4,2,0.91994028577521869]
[336196,0.6,6,0.8955478721133735]
[336196,1,12,0.93405608433992049]
[336196,1.5,2,0.99901889689886103]
[336196,1.5,3,0.9969711189795657]
[336196,2,180,0.90636736087401848]
[337935,0.1,48,0.16668098264902936]
[337935,0.4,6,0.77130486968449929]
[337935,0.6,360,0.30198465429294008]
[337935,1,72,0.78460022281258035]
[337935,1.5,12,0.97678204249485945]
[337935,3,48,0.99378908592478366]
[338357,0.1,72,0.15011199348401547]
[338357,0.4,12,0.69075520833333326]
[338357,0.8,2,0.98191865426029012]
[338357,1,120,0.74255855562784645]
[338357,1.5,24,0.95808431922592185]
[338357,3,3,1]
[338378,0.1,180,8.6484593837535012E-2]
[338378,0.4,48,0.51432458697764816]
[338378,0.4,72,0.46062043228113825]
[338378,0.8,12,0.89279055313859546]
[338378,1,360,0.46913868159203981]
[338378,1.5,72,0.90127771952308822]
[338378,3,12,0.99401964972234091]
[340670,0.2,2,0.74269977026765199]
[340670,0.4,120,0.39749591424060277]
[340670,0.8,24,0.81853666638983469]
[340670,1.25,3,0.99361013526596775]
[340670,1.5,180,0.81776916689731538]
[340670,3,48,0.99277728580916524]
[343002,0.1,72,0.17043241137514609]
[343002,0.4,180,0.38834857031705894]
[343002,0.8,48,0.74526193021673637]
[343002,1.25,6,0.97193084693084697]
[343002,1.5,360,0.73477120373069083]
[343002,2,2,1]
[343002,3,120,0.98339322132660001]
[343281,0.2,24,0.34487461504619449]
[343281,0.6,3,0.91812993854258129]
[343281,0.8,180,0.57395201687318742]
[343281,1.25,180,0.73496463559284797]
[343281,2,3,0.99802449624654277]
[343281,3,180,0.9502810962754743]
[343304,0.2,48,0.32591693635382957]
[343304,0.6,6,0.86662627078704635]
[343304,0.8,360,0.50087542087542092]
[343304,1.25,72,0.85850834679590737]
[343304,2,12,0.98593539703903099]
[344865,0.1,2,0.5118989118989119]
[344865,0.2,120,0.22953180429208669]
[344865,0.6,3,0.93136326988467066]
[344865,0.6,24,0.71411525233382467]
[344865,1,3,0.98404963892589226]
[344865,1.25,180,0.75892794499403637]
[344865,2,48,0.95591329966329963]
[345648,0.1,6,0.34827025771999071]
[345648,0.2,360,0.16016236590316033]
[345648,0.6,72,0.62276940903823863]
[345648,1,12,0.90983321751216117]
[345648,1.5,2,0.99814846959439907]
[345648,1.5,360,0.74119759091962001]
[346661,0.1,12,0.23418588296257908]
[346661,0.4,2,0.87240169835702419]
[346661,0.6,120,0.50942559325792858]
[346661,1,24,0.84893043189123296]
[346661,1.5,3,0.99161959611621808]
[346661,2,180,0.87762263593380618]
[346661,2,360,0.79280410771674492]
[348497,0.1,72,0.15151912425027039]
[348497,0.4,12,0.68384350957603535]
[348497,0.8,6,0.95240431795878311]
[348497,1,72,0.79823327335187311]
[348497,1.5,12,0.98865011611552678]
[348497,3,2,1]
[348992,0.1,120,0.11914262159934048]
[348992,0.4,24,0.56479193436789565]
[348992,0.8,3,0.96477205447010062]
[348992,1,180,0.66207850368809273]
[348992,1.5,48,0.92051214534921999]
[348992,3,6,0.99713683933390374]
[350328,0.1,48,0.12520785493704964]
[350328,0.4,48,0.41811129581255446]
[350328,0.8,6,0.98215557489910577]
[350328,0.8,12,0.92606734459700069]
[350328,1.25,2,1]
[350328,1.5,120,0.67763900160329371]
[350328,3,24,0.99835796387520526]
[352697,0.2,3,0.87778250389904999]
[352697,0.4,180,0.2263298476926574]
[352697,0.8,48,0.74012840179535255]
[352697,1.25,6,1]
[352697,2,24,0.99565377950742839]
[352697,3,48,0.99636404953982505]
[353232,0.2,6,0.73317126330790516]
[353232,0.4,360,0.24379818974187062]
[353232,0.8,72,0.78320214369452346]
[353232,1.25,12,0.9948928332217013]
[353232,2,2,1]
[353232,3,120,0.99330151553211088]
[353232,3,180,0.98417483044461185]
[354321,0.2,48,0.40424493778970477]
[354321,0.6,6,0.96714529082501832]
[354321,0.8,180,0.67380720545277506]
[354321,1.25,48,0.95119873433126434]
[354321,2,6,1]
[354321,3,360,0.96312522818546908]
[354670,0.2,72,0.31556284601189255]
[354670,0.6,12,0.92420212765957455]
[354670,1,2,0.99928410717938232]
[354670,1.25,120,0.84290246648244804]
[354670,2,24,0.99601104633323112]
[354670,3,48,0.99948859568374748]
[355429,0.2,120,0.22996951457828499]
[355429,0.6,24,0.79965606190885641]
[355429,1,3,0.99921899406435488]
[355429,1,6,0.99406435488909717]
[355429,1.25,360,0.58218642477322491]
[355429,2,72,0.94889027821194127]
[356546,0.1,12,0.32197487874642455]
[356546,0.4,2,0.96550440501302892]
[356546,0.6,120,0.60829607550919029]
[356546,1,120,0.80816985348894965]
[356546,1.5,2,1]
[356546,2,120,0.96561569016881832]
[356751,0.1,24,0.21722433460076046]
[356751,0.4,3,0.96169469648077144]
[356751,0.6,180,0.34242619961247678]
[356751,1,48,0.8184063533077478]
[356751,1.5,6,0.99924049671514836]
[356751,2,360,0.59394722834765412]
[356845,0.1,72,0.17631103074141047]
[356845,0.4,2,0.95088173757098737]
[356845,0.4,12,0.80156109276493537]
[356845,0.8,2,0.98360819590204895]
[356845,1,120,0.80480240120060031]
[356845,1.5,24,0.96379999999999999]
[356845,3,3,1]
[360106,0.1,180,9.3232672366745512E-2]
[360106,0.4,48,0.51109292598654299]
[360106,0.8,6,0.94560872198667467]
[360106,1,360,0.47981206426189754]
[360106,1.25,180,0.76297373443606287]
[360106,3,6,0.9999697180752809]
[362265,0.1,360,4.4523735650015508E-2]
[362265,0.4,72,0.48326806002559225]
[362265,0.8,12,0.91385056580375135]
[362265,1.25,2,0.99922534665737084]
[362265,1.25,3,0.9970951624772455]
[362265,1.5,180,0.83667854928704277]
[362265,3,48,0.99229010886831193]
[362682,0.2,6,0.58957909029192124]
[362682,0.6,3,0.94252406127151955]
[362682,0.8,48,0.75925800325556159]
[362682,1.25,6,0.97793220338983056]
[362682,1.5,360,0.59664777932344859]
[362682,3,72,0.98315254237288141]
[363699,0.2,12,0.42549171175813788]
[363699,0.6,2,0.95682558737780821]
[363699,0.8,120,0.61477380032620821]
[363699,1.25,24,0.90824861665165357]
[363699,2,3,0.99819897084048026]
[363699,3,24,0.98069912073772247]
[364001,0.2,24,0.37313057685057177]
[364001,0.2,48,0.30603610773677375]
[364001,0.6,6,0.906391166136858]
[364001,0.8,360,0.39976572958500667]
[364001,1.25,72,0.8698816345309297]
[364001,2,12,0.99326697892271654]
[366889,0.1,2,0.55922185054074247]
[366889,0.2,120,0.22706600831600834]
[366889,0.6,24,0.74325596494075641]
[366889,1,72,0.81071080817916263]
[366889,1.25,120,0.83488590996137491]
[366889,2,24,0.97997923291582834]
[366993,0.1,3,0.465805003439412]
[366993,0.2,180,0.16185305826999638]
[366993,0.6,48,0.65078848379629628]
[366993,1,6,0.96027327935222673]
[366993,1.25,360,0.52856264245143081]
[366993,1.5,2,0.99718187730327335]
[366993,2,120,0.92705584673775521]
[367931,0.1,24,0.22112122535353196]
[367931,0.4,2,0.94236436704621562]
[367931,0.6,120,0.56598269965801651]
[367931,1,24,0.90849979890065691]
[367931,1.5,3,0.99788951793909753]
[367931,2,180,0.93119973190348526]
[368905,0.1,48,0.18687173301166063]
[368905,0.4,6,0.8265014299332698]
[368905,0.6,360,0.33261382460719846]
[368905,1,72,0.8145064205457464]
[368905,1.25,120,0.83523097757937503]
[368905,2,360,0.82655364397853248]
[369705,0.1,72,0.14562340875676838]
[369705,0.4,12,0.67699749193837333]
[369705,0.4,24,0.58513077749910425]
[369705,0.8,3,0.96983252218723159]
[369705,1,180,0.65443151298119961]
[369705,1.5,48,0.90655878562222547]
[369705,3,6,1]
[376698,0.1,360,5.2589367552703943E-2]
[376698,0.6,2,0.98801075884170775]
[376698,0.8,6,0.96032632030914544]
[376698,1,360,0.48417313586754129]
[376698,1.5,72,0.90353789787039152]
[376698,3,12,0.99997137705011885]
[381544,0.2,2,0.68054002028977967]
[381544,0.4,120,0.37295327346088769]
[381544,0.8,24,0.78666562613807811]
[381544,1.25,3,0.98641134899189353]
[381544,1.5,180,0.7795173202954333]
[381544,3,12,0.99646404243149078]
[381544,3,48,0.98499778996905962]
[381939,0.2,6,0.54273795082694753]
[381939,0.4,360,0.22803644323492872]
[381939,0.8,72,0.71585232479087224]
[381939,1.25,12,0.96126229944153885]
[381939,2,2,1]
[381939,3,120,0.98481356733439684]
[383747,0.2,24,0.35609181871689227]
[383747,0.6,3,0.95226770375758929]
[383747,0.8,3,0.97627441105701973]
[383747,1.25,24,0.93365433066457648]
[383747,2,3,0.99829299006576189]
[383747,3,180,0.97032890132960103]
[384581,0.2,48,0.28341753676883352]
[384581,0.6,6,0.90673517006192217]
[384581,0.6,12,0.81777179400875122]
[384581,1,2,0.99928238249013279]
[384581,1.25,120,0.7683074575966975]
[384581,2,24,0.97330342120022439]
[385306,0.1,12,0.25845055637203446]
[385306,0.2,120,0.22307461792028771]
[385306,0.6,24,0.73125524014852072]
[385306,1,3,0.98044433812756027]
[385306,1.25,180,0.75705605938164078]
[385306,2,48,0.96720330360883344]
[386209,0.1,6,0.33653458697112154]
[386209,0.2,360,0.11695455307731009]
[386209,0.6,72,0.60602809534985091]
[386209,1,12,0.93180294906166217]
[386209,1.25,72,0.8572386058981234]
[386209,2,72,0.95456220889320775]
[386209,2,120,0.93455751767583695]
[389327,0.1,24,0.20861668426610347]
[389327,0.4,3,0.87742723558401081]
[389327,0.6,180,0.4873471109236609]
[389327,1,48,0.83936775553213916]
[389327,1.5,6,0.99102515484768039]
[389327,2,360,0.83789144931206205]
[390020,0.1,72,0.1603740420445757]
[390020,0.4,360,0.26073511842012792]
[390020,0.6,360,0.36249912151240427]
[390020,1,72,0.75972475775874171]
[390020,1.5,12,0.94420269511510391]
[390020,3,2,1]
[392557,0.1,120,0.15147238686612099]
[392557,0.4,24,0.62483561901183537]
[392557,0.8,3,0.953497093568348]
[392557,0.8,6,0.92090448489397636]
[392557,1,360,0.59793524167057721]
[392557,1.5,120,0.87708763370238318]
[392557,3,6,0.99934340118187792]
[394127,0.1,360,7.2822917987070607E-2]
[394127,0.4,72,0.44909079389216244]
[394127,0.8,12,0.84893953782842668]
[394127,1.25,2,0.98893315626383349]
[394127,1.5,120,0.84189873417721517]
[394127,3,24,0.99063468961589574]
[394864,0.2,3,0.73642808585024766]
[394864,0.4,180,0.42033634684553323]
[394864,0.8,2,0.9772859638905067]
[394864,1.25,3,0.98786525580040774]
[394864,1.5,180,0.83906371406371405]
[394864,3,48,0.98844323589394967]
[394864,3,72,0.9867935521460478]
[395620,0.2,12,0.51388985105646001]
[395620,0.6,2,0.95659086196170595]
[395620,0.8,120,0.69907279269305289]
[395620,1.25,24,0.93815716657443271]
[395620,2,3,1]
[396170,0.1,6,0.36982708373809986]
[396170,0.2,24,0.41294642857142855]
[396170,0.6,3,0.93921208014712998]
[396170,0.8,180,0.64831863552669833]
[396170,1.25,48,0.90458200135619493]
[396170,2,6,0.99680418361417789]
[396170,3,360,0.96087546000387369]
[396282,0.2,72,0.3196969696969697]
[396282,0.6,12,0.81198456533252628]
[396282,1,2,0.98579309302501317]
[396282,1,3,0.97271971586186046]
[396282,1.25,120,0.81621539857812742]
[396282,2,24,0.96892249527410212]
[396427,0.1,3,0.51764519702484568]
[396427,0.2,180,0.23665269318990745]
[396427,0.6,48,0.70722072997313956]
[396427,1,6,0.97647244591820626]
[396427,1.25,360,0.64494985390507775]
[396427,2,72,0.95996841689696011]
[397667,0.1,12,0.27131104498512165]
[397667,0.4,2,0.87204563977180116]
[397667,0.6,2,0.94256953334109173]
[397667,1,12,0.90729093873747957]
[397667,1.5,2,0.99778902658986446]
[397667,2,120,0.9250698649278063]
[401656,0.1,24,0.19491377808744123]
[401656,0.1,48,0.15516297586464295]
[401656,0.4,6,0.79849392350324333]
[401656,0.6,360,0.28124300807955255]
[401656,1,72,0.79465394743379547]
[401656,1.5,12,0.98688622308322782]
[401656,3,6,1]
[405954,0.1,72,0.14035238258680852]
[405954,0.4,12,0.66372338905557926]
[405954,0.8,2,0.99258181403178414]
[405954,1,120,0.72716888457364781]
[405954,1.5,24,0.96534102263967803]
[405954,3,3,1]
[406170,0.1,180,8.5744696650907198E-2]
[406170,0.4,48,0.52264463627594049]
[406170,0.8,6,0.95612734193484605]
[406170,1,48,0.84159394853286529]
[406170,1,360,0.4531520395550061]
[406170,1.5,72,0.90886620362360038]
[406170,3,12,0.99965397068637374]
[406402,0.2,2,0.75212399540757746]
[406402,0.4,120,0.39105583639705882]
[406402,0.8,24,0.8157630378002928]
[406402,1.25,3,0.99486635310313176]
[406402,1.5,180,0.8133501693164209]
[406402,3,48,0.99540929044845505]
[410428,0.1,12,0.25205056068470894]
[410428,0.4,180,0.35780179752147928]
[410428,0.8,48,0.7313899216834111]
[410428,1.25,6,0.9699569118867849]
[410428,1.5,360,0.71035355532705835]
[410428,3,72,0.98062934851359906]
[411136,0.2,12,0.3824557897891897]
[411136,0.2,24,0.32262576809711746]
[411136,0.6,3,0.84981557172764433]
[411136,0.8,180,0.54373970757023804]
[411136,1.25,72,0.76677141004538873]
[411136,2,3,0.99586426827445318]
[411136,3,180,0.91992421220582365]
[412797,0.2,48,0.3239097744360902]
[412797,0.6,6,0.82482737916541582]
[412797,0.8,360,0.52095538530869756]
[412797,1.25,72,0.83090772693173298]
[412797,2,12,0.98200629779577142]
[413284,0.1,2,0.50585312447363995]
[413284,0.2,120,0.22965741013863725]
[413284,0.4,360,0.26180546779561059]
[413284,1,2,0.99129740183301096]
[413284,1.25,120,0.79390726247580579]
[413284,1.25,180,0.75438670313486222]
[413284,2,48,0.95940260832982749]
[414191,0.1,6,0.33509292862641593]
[414191,0.2,360,0.17071428571428574]
[414191,0.6,72,0.60003295073864571]
[414191,1,12,0.89499972556122731]
[414191,1.5,2,0.99731330189713785]
[414191,3,3,1]
[415411,0.1,12,0.25060612739695837]
[415411,0.4,2,0.87414841403560184]
[415411,0.6,120,0.54752823822795949]
[415411,1,24,0.85896496114939158]
[415411,1.5,3,0.99553244470484836]
[415411,2,180,0.88677171124954191]
[418845,0.1,48,0.17673603504928806]
[418845,0.4,6,0.7117798871440445]
[418845,0.4,12,0.62817764165390511]
[418845,0.6,360,0.38602555127756388]
[418845,1,72,0.751060201984873]
[418845,1.5,12,0.95126748251748261]
[418845,3,2,1]
[419364,0.1,120,0.11868497439744301]
[419364,0.4,24,0.53255768478685961]
[419364,0.8,3,0.93462138953942242]
[419364,1,180,0.61745163181551699]
[419364,1.5,48,0.87319725233584011]
[419364,3,6,0.9969405025387319]
[419665,0.1,6,0.33106400898371696]
[419665,0.4,48,0.51277647306249785]
[419665,0.8,6,0.92748345530305676]
[419665,1,360,0.5680711708871844]
[419665,1.5,72,0.89554590657609079]
[419665,1.5,120,0.86231528818544723]
[419665,3,24,0.99863459720617576]
[419729,0.2,3,0.61467501294300375]
[419729,0.4,180,0.36117519657234332]
[419729,0.8,48,0.73154899101556981]
[419729,1.25,48,0.86781717295213012]
[419729,1.5,180,0.81515963699628524]
[419729,3,48,0.99008039114287061]
[420738,0.2,6,0.64147649332834522]
[420738,0.4,360,0.32635253054101221]
[420738,0.8,72,0.77173100871731015]
[420738,1.25,12,0.97920557838376288]
[420738,2,2,1]
[420738,3,120,0.98393924302788838]
[422090,0.2,24,0.47548500881834221]
[422090,0.4,180,0.48362099330750263]
[422090,0.6,3,0.98019975468722609]
[422090,0.8,180,0.73359141298609887]
[422090,1.25,48,0.94951627088830259]
[422090,2,6,0.99947229551451189]
[422090,3,360,0.98768689533861032]
[422385,0.2,72,0.3409002338269681]
[422385,0.6,12,0.91319140662972675]
[422385,1,2,0.99912544942182491]
[422385,1.25,120,0.8892992516279522]
[422385,1.5,72,0.95947128000777526]
[426135,0.1,2,0.59748600789063222]
[426135,0.2,120,0.2473404255319149]
[426135,0.6,24,0.81229980781550282]
[426135,1,3,0.99606767261088258]
[426135,1.25,180,0.79827933369943249]
[426135,2,48,0.99048403330588353]
[426135,2,72,0.98270814272644103]
[427395,0.1,12,0.34622918707149852]
[427395,0.4,2,0.97866666666666668]
[427395,0.6,180,0.65278792305819333]
[427395,1,12,0.98661474811389638]
[427395,1.5,2,1]
[427395,2,120,0.9810172791433438]
[427516,0.1,24,0.27194570135746604]
[427516,0.4,3,0.94392104082548223]
[427516,0.6,180,0.60117038037362147]
[427516,1,48,0.90708661417322833]
[427516,1.5,6,0.99685110211425998]
[427516,2,360,0.90978627671541057]
[427598,0.1,3,0.51837469217654863]
[427598,0.4,6,0.86153409628298494]
[427598,0.6,360,0.38917281847435176]
[427598,0.8,2,0.99820398903488039]
[427598,1,120,0.79078785585926414]
[427598,1.5,24,0.98515506807866871]
[427598,3,3,1]
[431081,0.1,180,8.6658932714617179E-2]
[431081,0.4,48,0.51424264677462994]
[431081,0.8,6,0.94144231140638879]
[431081,1.25,24,0.93329470838161455]
[431081,1.5,48,0.92854935887532819]
[431081,3,6,1]
[431565,0.1,360,4.6184115149632395E-2]
[431565,0.4,72,0.46742092373495225]
[431565,0.8,12,0.9107142857142857]
[431565,1.25,2,0.99931084387167912]
[431565,1.5,120,0.86945880730782488]
[431565,3,24,0.99834556922758766]
[431565,3,48,0.99558818460690035]
[438556,0.2,6,0.60732629902448731]
[438556,0.4,180,0.34431840796019902]
[438556,0.8,48,0.78716377526659242]
[438556,1.25,6,0.99256106293261193]
[438556,1.5,360,0.68755470677170361]
[438556,3,72,0.99327711035086319]
[445120,0.2,12,0.4360730593607306]
[445120,0.6,2,0.96891174842931094]
[445120,0.8,120,0.63929618768328444]
[445120,1.25,24,0.93081433224755705]
[445120,1.5,48,0.92391127324842848]
[445120,3,120,0.97257596977494065]
[446139,0.2,24,0.34414131729567971]
[446139,0.6,3,0.91590790465696226]
[446139,0.8,180,0.55482316046227997]
[446139,0.8,360,0.38255364869181407]
[446139,1.25,72,0.82861288450377246]
[446139,2,12,0.97815618472963561]
[447201,0.1,2,0.52615431814695501]
[447201,0.2,120,0.21698171105928563]
[447201,0.6,120,0.53357865685372585]
[447201,1,2,0.99283351708930534]
[447201,1.25,120,0.80461566752482527]
[447201,2,24,0.98106269534840962]
[447285,0.1,3,0.46039765319426335]
[447285,0.2,180,0.17131032684850261]
[447285,0.6,48,0.62793499853453605]
[447285,1,6,0.96373815956511832]
[447285,1.25,360,0.56348353044668165]
[447285,2,72,0.93014550307607169]
[448547,0.1,2,0.58617678667383133]
[448547,0.1,12,0.29081426648721398]
[448547,0.4,2,0.94650523209015303]
[448547,0.6,120,0.53018601840037605]
[448547,1,24,0.9056793770139635]
[448547,1.5,3,0.99842308337527264]
[448547,2,180,0.91018928715263803]
[448906,0.1,48,0.16421152671237527]
[448906,0.4,6,0.79703020646167411]
[448906,0.6,360,0.31380994370209592]
[448906,1,72,0.81634243882600144]
[448906,1.25,24,0.94707955007453581]
[448906,2,360,0.8166644049396119]
[453357,0.1,72,0.1149841029081469]
[453357,0.4,12,0.77503641130206813]
[453357,0.8,2,0.99930100480559192]
[453357,1,120,0.60524859464655001]
[453357,1,180,0.4980339614947718]
[453357,1.5,48,0.91620306993271783]
[453357,3,6,1]
[453515,0.1,360,8.2535003684598388E-2]
[453515,0.4,120,0.49564897659026841]
[453515,0.8,6,0.99351205777940987]
[453515,1,360,0.63558387452518061]
[453515,1.5,72,0.97722820763956897]
[453515,3,12,1]
[454849,0.2,2,0.92794154698916609]
[454849,0.4,120,0.3426136077066626]
[454849,0.8,24,0.87188665927195719]
[454849,1.25,3,1]
[454849,1.5,180,0.70578145494904654]
[454849,3,2,1]
[456114,0.2,3,0.82098678858938046]
[456114,0.2,6,0.6669847328244275]
[456114,0.4,360,0.12885484187782359]
[456114,0.8,72,0.60127417136762928]
[456114,1.25,12,0.97623923471820906]
[456114,2,2,1]
[456114,3,120,0.9291367310282892]
[456678,0.2,24,0.38405356055995127]
[456678,0.6,3,0.76476236197791647]
[456678,1,12,0.75835574337303113]
[456678,1.25,24,0.75777948520937388]
[456678,2,3,0.78094689330644385]
[456678,3,180,0.77429888590088358]
[456789,0.2,48,0.32495543672014265]
[456789,0.6,6,0.95917459752735035]
[456789,0.8,360,0.4008190883190883]
[456789,1.25,72,0.89250756362342054]
[456789,1.25,120,0.82950702972059076]
[456789,2,24,0.98701183168757223]
[456858,0.1,3,0.58923227737075634]
[456858,0.2,120,0.12349898750177346]
[456858,0.6,24,0.73474520526743448]
[456858,1,3,0.999806571413834]
[456858,1.25,180,0.46895439592336968]
[456858,2,48,0.95465683113667421]
[457938,0.1,6,0.41686576409167331]
[457938,0.2,360,0.12225954738330974]
[457938,0.6,72,0.66074584658890068]
[457938,1,12,0.98136042402826851]
[457938,1.25,24,0.97659010600706708]
[457938,2,72,0.98454063604240272]
[458009,0.1,12,0.30429664508534437]
[458009,0.4,2,0.96699163760137841]
[458009,0.4,3,0.94778863325979623]
[458009,0.6,180,0.28680427106103923]
[458009,1,48,0.74986860638678077]
[458009,1.5,6,0.9807954951358393]
[458009,2,360,0.49280605805637362]
[458207,0.1,72,0.17902388369678091]
[458207,0.4,72,0.55537155868350241]
[458207,0.6,360,0.46131568059577993]
[458207,1,72,0.86520570601612568]
[458207,1.5,12,0.99359239355105422]
[458207,3,2,1]
[461570,0.1,120,0.10586888593261765]
[461570,0.4,24,0.59491714073707647]
[461570,0.8,3,0.97740461785405608]
[461570,1,180,0.63137727511510766]
[461570,1.5,48,0.92775735861877251]
[461570,2,360,0.73395969835579178]
[461570,3,6,1]
[462718,0.1,360,3.7865748709122203E-2]
[462718,0.4,72,0.44434552954093598]
[462718,0.8,12,0.90142933396595692]
[462718,1.25,2,0.99742161104854477]
[462718,1.5,120,0.84632490289678886]
[462718,3,24,0.99756907387643778]
[465002,0.2,3,0.71572931647869198]
[465002,0.4,180,0.30837722123290262]
[465002,0.6,120,0.53086887357018409]
[465002,1.25,3,0.9944387697196686]
[465002,1.5,180,0.8182540884312538]
[465002,3,48,0.99644235864052677]
[465739,0.2,6,0.60356481481481483]
[465739,0.4,360,0.22514227548234858]
[465739,0.6,2,0.96838748440171918]
[465739,0.8,120,0.66256533604699575]
[465739,1.25,24,0.93993063583815029]
[465739,2,3,0.99574723801599418]
[466859,0.1,2,0.55919525406241943]
[466859,0.2,24,0.38354952830188671]
[466859,0.6,3,0.95012688955092128]
[466859,0.8,180,0.58567115823577054]
[466859,1.25,48,0.90748850045998164]
[466859,2,6,0.99878591663294203]
[466859,3,360,0.9373413297030796]
[469011,0.2,72,0.28073919166915623]
[469011,0.6,12,0.8472192627317281]
[469011,1,2,0.99731789348205546]
[469011,1.25,12,0.97665601703940352]
[469011,2,12,0.99672019423265312]
[469011,2,24,0.99011756687681041]
[470349,0.1,3,0.51342599511781994]
[470349,0.2,180,0.20895596732416816]
[470349,0.6,48,0.69712351945854478]
[470349,1,6,0.97259524520043772]
[470349,1.25,360,0.62926270722357747]
[470349,2,72,0.95991047003233021]
[471676,0.1,12,0.30241442542787283]
[471676,0.4,48,0.54748830587756769]
[471676,0.6,72,0.64165904239097293]
[471676,1,12,0.94014835890661519]
[471676,1.5,2,0.99979688214086215]
[471676,2,120,0.94711709423418844]
[473269,0.1,24,0.22622095313115398]
[473269,0.4,3,0.86819610925525648]
[473269,0.6,180,0.4856187619843651]
[473269,0.6,360,0.3394472856018883]
[473269,1,72,0.79813267813267808]
[473269,1.5,12,0.98241304775004912]
[473269,2,360,0.80537539308176109]
[474546,0.1,72,0.15891868880374627]
[474546,0.4,12,0.6854883285853991]
[474546,0.8,2,0.9723177514541671]
[474546,1,120,0.72403535611082781]
[474546,1.5,24,0.9362705527467392]
[474546,3,3,1]
[474961,0.1,180,9.7391720507298399E-2]
[474961,0.4,48,0.50025907768344702]
[474961,0.6,72,0.5912496015301244]
[474961,1,180,0.64703538412496009]
[474961,1.5,48,0.89550396240691332]
[474961,3,6,1]
[474961,3,12,0.99956203217072781]
[475479,0.2,2,0.74690514469453373]
[475479,0.4,120,0.38974668275030161]
[475479,0.8,24,0.81001567461114909]
[475479,1.25,3,0.98482110589085647]
[475479,1.5,180,0.80511233471323496]
[475479,3,360,0.92114464852698852]
[475948,0.2,3,0.68791296139897662]
[475948,0.4,180,0.36007759649820931]
[475948,0.8,48,0.77770045235373064]
[475948,1.25,6,0.98117050874403811]
[475948,1.5,360,0.68163285600636436]
[475948,3,72,0.99185214626391094]
[476510,0.2,12,0.4773159202767896]
[476510,0.6,2,0.97191584471114134]
[476510,0.8,120,0.687524328532503]
[476510,1.25,6,0.98589905669551692]
[476510,1.25,24,0.94392568816263012]
[476510,2,3,0.99883325230918807]
[476510,3,180,0.98249367827270961]
[476939,0.2,48,0.35392001745867202]
[476939,0.6,6,0.9010132926563521]
[476939,0.8,360,0.44826646314871349]
[476939,1.25,72,0.87705632421832436]
[476939,2,12,0.99264785971027114]
[481570,0.1,2,0.55930557241714218]
[481570,0.2,2,0.75542550597415259]
[481570,0.6,12,0.78939024390243906]
[481570,1,2,0.96807603265505049]
[481570,1.25,120,0.79519687919054005]
[481570,2,24,0.94966483851310168]
[485345,0.1,3,0.50722249151720789]
[485345,0.1,6,0.39472663823187287]
[485345,0.2,360,0.10981488623216352]
[485345,0.6,72,0.68258399922980639]
[485345,1,12,0.98595343467385022]
[485345,1.5,6,0.99990379990379996]
[485345,2,72,0.98874133949191678]
[485390,0.1,12,0.30393718707328171]
[485390,0.4,2,0.97023741906168348]
[485390,0.6,120,0.57699738606659856]
[485390,1,24,0.90874999999999995]
[485390,1.5,3,0.99386503067484655]
[485390,2,180,0.91387342347460521]
[486440,0.1,48,0.17634220864251418]
[486440,0.4,6,0.90946348733233984]
[486440,0.6,48,0.71196124705005592]
[486440,1,48,0.87817447997516296]
[486440,1,72,0.82384352685501394]
[486440,1.5,12,0.99795107413386308]
[486440,3,2,1]
[486660,0.1,120,0.1557984104046243]
[486660,0.4,24,0.64840511803928635]
[486660,0.8,3,0.96672063320741142]
[486660,1,180,0.72476816422076162]
[486660,1.5,48,0.93213321332133214]
[486660,3,6,1]
[487105,0.1,2,0.66922339405560893]
[487105,0.1,3,0.60218767990788713]
[487105,0.1,6,0.48729303041971511]
[487105,0.1,12,0.39942196531791913]
[487105,0.1,24,0.32896764252696453]
[487105,0.1,48,0.27342697710217434]
[487105,0.1,72,0.24398691552818935]
[487105,0.1,120,0.20692307692307696]
[487105,0.1,180,0.17685505574778931]
[487105,0.1,360,0.1240637603226426]
[487105,0.2,2,0.85815331676543682]
[487105,0.2,3,0.80321592649310869]
[487105,0.2,6,0.70757430488974116]
[487105,0.2,12,0.61833525124664368]
[487105,0.2,24,0.53711874160751971]
[487105,0.2,48,0.46392939370683045]
[487105,0.2,72,0.42528294647995396]
[487105,0.2,120,0.37387300978323423]
[487105,0.2,180,0.32802608862459237]
[487105,0.2,360,0.23997698062535966]
[487105,0.4,2,0.96005351681957196]
[487105,0.4,3,0.93297689516898985]
[487105,0.4,6,0.87765651924181498]
[487105,0.4,12,0.80999808465811152]
[487105,0.4,24,0.74315265274851561]
[487105,0.4,48,0.67796934865900382]
[487105,0.4,72,0.6396551724137931]
[487105,0.4,120,0.5886973180076629]
[487105,0.4,180,0.53995018202720835]
[487105,0.4,360,0.42764040636381057]
[487105,0.6,2,0.98201645303233209]
[487105,0.6,3,0.97036895431083914]
[487105,0.6,6,0.93893568147013784]
[487105,0.6,12,0.89507945625119667]
[487105,0.6,24,0.84395941030059352]
[487105,0.6,48,0.79337418613558031]
[487105,0.6,72,0.76196859440827269]
[487105,0.6,120,0.71702086923224206]
[487105,0.6,180,0.67560321715817706]
[487105,0.6,360,0.56956688386354926]
[487105,0.8,2,0.99138920780711826]
[487105,0.8,3,0.98431222498565141]
[487105,0.8,6,0.96669856459330139]
[487105,0.8,12,0.93816998468606427]
[487105,0.8,24,0.90007656967840732]
[487105,0.8,48,0.86099942561746123]
[487105,0.8,72,0.83668389814282984]
[487105,0.8,120,0.80126364158529573]
[487105,0.8,180,0.7662263067202757]
[487105,0.8,360,0.67464572960551505]
[487105,1,2,0.99770334928229676]
[487105,1,3,0.99024296919839294]
[487105,1,6,0.97894736842105257]
[487105,1,12,0.96114088820826948]
[487105,1,24,0.93223583460949466]
[487105,1,48,0.90333078101071973]
[487105,1,72,0.88416618801455094]
[487105,1,120,0.8562129044610377]
[487105,1,180,0.82845108175378135]
[487105,1,360,0.75038284839203673]
[487105,1.25,2,1]
[487105,1.25,3,0.99598086124401919]
[487105,1.25,6,0.98679173047473201]
[487105,1.25,12,0.97683767228177631]
[487105,1.25,24,0.95922664624808573]
[487105,1.25,48,0.9350947731188971]
[487105,1.25,72,0.92094180704441042]
[487105,1.25,120,0.90101474248516178]
[487105,1.25,180,0.88186865785946777]
[487105,1.25,360,0.81872128637059727]
[487105,1.5,2,1]
[487105,1.5,3,0.99980861244019137]
[487105,1.5,6,0.99043062200956944]
[487105,1.5,12,0.98392036753445644]
[487105,1.5,24,0.97358346094946402]
[487105,1.5,48,0.95539816232771824]
[487105,1.5,72,0.94525267993874429]
[487105,1.5,120,0.930895865237366]
[487105,1.5,180,0.91749617151607965]
[487105,1.5,360,0.87040581929555882]
[487105,2,2,1]
[487105,2,3,1]
[487105,2,6,0.99617224880382782]
[487105,2,12,0.98928024502297085]
[487105,2,24,0.98526033690658499]
[487105,2,48,0.97779479326186836]
[487105,2,72,0.97071209800918845]
[487105,2,120,0.96172248803827753]
[487105,2,180,0.95424961715160794]
[487105,2,360,0.93108728943338437]
[487105,3,2,1]
[487105,3,3,1]
[487105,3,6,1]
[487105,3,12,0.99751148545176116]
[487105,3,24,0.99215160796324653]
[487105,3,48,0.98870813397129187]
[487105,3,72,0.98755742725880546]
[487105,3,120,0.98545176110260346]
[487105,3,180,0.9829632465543644]
[487105,3,360,0.97511485451761104]
[487270,0.1,2,0.59082544689800209]
[487270,0.1,3,0.52445437812253481]
[487270,0.1,6,0.42494408630443359]
[487270,0.1,12,0.34434210526315789]
[487270,0.1,24,0.28345834978286616]
[487270,0.1,48,0.23710526315789476]
[487270,0.1,72,0.21339297460860415]
[487270,0.1,120,0.1828466193107077]
[487270,0.1,180,0.15691174536367225]
[487270,0.1,360,0.10795529257067718]
[487270,0.2,2,0.75853466386554624]
[487270,0.2,3,0.70169446998555107]
[487270,0.2,6,0.60299723938477723]
[487270,0.2,12,0.51853799631869579]
[487270,0.2,24,0.44720578566732411]
[487270,0.2,48,0.38632478632478634]
[487270,0.2,72,0.35424063116370808]
[487270,0.2,120,0.31304233499868522]
[487270,0.2,180,0.27606152228210862]
[487270,0.2,360,0.20123554153522608]
[487270,0.4,2,0.8940666841690732]
[487270,0.4,3,0.85183727034120738]
[487270,0.4,6,0.77614293221229647]
[487270,0.4,12,0.70358691367757198]
[487270,0.4,24,0.63653088042049932]
[487270,0.4,48,0.57187910643889617]
[487270,0.4,72,0.53758212877792377]
[487270,0.4,120,0.48869908015768726]
[487270,0.4,180,0.44572930354796325]
[487270,0.4,360,0.34927726675427073]
[487270,0.6,2,0.94277464234151465]
[487270,0.6,3,0.91993699960624753]
[487270,0.6,6,0.86078276858418701]
[487270,0.6,12,0.80007881255746749]
[487270,0.6,24,0.74408828166053598]
[487270,0.6,48,0.68750820964140291]
[487270,0.6,72,0.65466964402994876]
[487270,0.6,120,0.60601681555438791]
[487270,0.6,180,0.56240147136100893]
[487270,0.6,360,0.46019442984760905]
[487270,0.8,2,0.96811023622047243]
[487270,0.8,3,0.9518309489434309]
[487270,0.8,6,0.91215861344537819]
[487270,0.8,12,0.86104544260572635]
[487270,0.8,24,0.81166272655634353]
[487270,0.8,48,0.7621486734961912]
[487270,0.8,72,0.73351720514841079]
[487270,0.8,120,0.69096401365904903]
[487270,0.8,180,0.64762280010506967]
[487270,0.8,360,0.54669644029948772]
[487270,1,2,0.98215457289069674]
[487270,1,3,0.970734908136483]
[487270,1,6,0.94354732834449262]
[487270,1,12,0.90374261326329619]
[487270,1,24,0.86053841103086015]
[487270,1,48,0.81759684832567303]
[487270,1,72,0.79054497701904136]
[487270,1,120,0.75453112687155244]
[487270,1,180,0.71424819435325015]
[487270,1,360,0.61728395061728392]
[487270,1.25,2,0.99173228346456699]
[487270,1.25,3,0.98517060367454068]
[487270,1.25,6,0.96625968228961534]
[487270,1.25,12,0.93618697478991597]
[487270,1.25,24,0.90441176470588236]
[487270,1.25,48,0.86699054621848737]
[487270,1.25,72,0.84296218487394958]
[487270,1.25,120,0.81260669730794477]
[487270,1.25,180,0.77925147734734079]
[487270,1.25,360,0.68850952068286275]
[487270,1.5,2,0.99619422572178484]
[487270,1.5,3,0.99238845144356957]
[487270,1.5,6,0.98122866894197958]
[487270,1.5,12,0.95982670342654586]
[487270,1.5,24,0.93317579099382952]
[487270,1.5,48,0.90455559931731644]
[487270,1.5,72,0.88327205882352944]
[487270,1.5,120,0.85558618878823678]
[487270,1.5,180,0.82943802521008414]
[487270,1.5,360,0.74694681549573205]
[487270,2,2,0.999475065616798]
[487270,2,3,0.9981627296587926]
[487270,2,6,0.99435547387765821]
[487270,2,12,0.98516671042268311]
[487270,2,24,0.9678351056846527]
[487270,2,48,0.94998030720756199]
[487270,2,72,0.94065905212025736]
[487270,2,120,0.91847183930681364]
[487270,2,180,0.89943547328344498]
[487270,2,360,0.83339897597479318]
[487270,3,2,1]
[487270,3,3,1]
[487270,3,6,1]
[487270,3,12,0.99855586188788237]
[487270,3,24,0.9930418800052514]
[487270,3,48,0.98569178262011026]
[487270,3,72,0.98004725649776847]
[487270,3,120,0.97309004988185877]
[487270,3,180,0.96180099763717508]
[487270,3,360,0.9287120913745569]
[487845,0.1,2,0.57605566218809989]
[487845,0.1,3,0.49446050096339111]
[487845,0.1,6,0.39653929343907718]
[487845,0.1,12,0.33149171270718225]
[487845,0.1,24,0.28191616766467065]
[487845,0.1,48,0.2409725565719788]
[487845,0.1,72,0.21661863592699329]
[487845,0.1,120,0.18576222435282841]
[487845,0.1,180,0.16054715622750182]
[487845,0.1,360,0.11360918440564458]
[487845,0.2,2,0.82695069411201538]
[487845,0.2,3,0.7706136145733461]
[487845,0.2,6,0.66842864007688618]
[487845,0.2,12,0.58447488584474894]
[487845,0.2,24,0.51405912040374913]
[487845,0.2,48,0.44844989185292006]
[487845,0.2,72,0.40985576923076922]
[487845,0.2,120,0.35784667147320354]
[487845,0.2,180,0.31218457101658259]
[487845,0.2,360,0.2261475606825282]
[487845,0.4,2,0.95177846741465744]
[487845,0.4,3,0.92423518164435947]
[487845,0.4,6,0.85974586430112687]
[487845,0.4,12,0.7913168625569682]
[487845,0.4,24,0.72463420484528673]
[487845,0.4,48,0.66146833013435702]
[487845,0.4,72,0.62260076775431861]
[487845,0.4,120,0.5674184261036469]
[487845,0.4,180,0.51643868490520761]
[487845,0.4,360,0.40652747780177584]
[487845,0.6,2,0.97701149425287359]
[487845,0.6,3,0.9680038204393504]
[487845,0.6,6,0.93386053199137309]
[487845,0.6,12,0.88467993286981528]
[487845,0.6,24,0.83001678254615197]
[487845,0.6,48,0.77649880095923263]
[487845,0.6,72,0.74484412470023975]
[487845,0.6,120,0.69959242387916565]
[487845,0.6,180,0.65275779376498799]
[487845,0.6,360,0.54316546762589935]
[487845,0.8,2,0.98323353293413163]
[487845,0.8,3,0.97988023952095815]
[487845,0.8,6,0.96621945376137996]
[487845,0.8,12,0.93481907500599082]
[487845,0.8,24,0.89405560882070956]
[487845,0.8,48,0.84827420901246398]
[487845,0.8,72,0.82190795781399806]
[487845,0.8,120,0.78451581975071905]
[487845,0.8,180,0.74682330376408534]
[487845,0.8,360,0.64421002157755936]
[487845,1,2,0.98682950191570884]
[487845,1,3,0.9837125748502995]
[487845,1,6,0.9774796358409199]
[487845,1,12,0.96285645818356091]
[487845,1,24,0.93338126048406422]
[487845,1,48,0.89789069990412274]
[487845,1,72,0.87535953978906988]
[487845,1,120,0.84348034515819736]
[487845,1,180,0.81020848310567928]
[487845,1,360,0.72051773729626079]
[487845,1.25,2,0.99137517968375666]
[487845,1.25,3,0.98754789272030663]
[487845,1.25,6,0.98298586149053446]
[487845,1.25,12,0.97555715312724656]
[487845,1.25,24,0.96069031639501445]
[487845,1.25,48,0.93839884947267505]
[487845,1.25,72,0.92115983704768745]
[487845,1.25,120,0.89525407478427621]
[487845,1.25,180,0.86915887850467288]
[487845,1.25,360,0.79055835130601482]
[487845,1.5,2,0.9947292764734067]
[487845,1.5,3,0.9913772455089821]
[487845,1.5,6,0.98658039779535101]
[487845,1.5,12,0.98178768272226224]
[487845,1.5,24,0.97364006709801099]
[487845,1.5,48,0.95926192187874437]
[487845,1.5,72,0.94871794871794868]
[487845,1.5,120,0.93026599568655644]
[487845,1.5,180,0.91037622813323749]
[487845,1.5,360,0.84615384615384615]
[487845,2,2,0.99904168663152859]
[487845,2,3,0.9968854815524677]
[487845,2,6,0.99209202012940323]
[487845,2,12,0.98849748382458658]
[487845,2,24,0.98466331176611555]
[487845,2,48,0.97891205367840883]
[487845,2,72,0.97387344199424741]
[487845,2,120,0.96716203259827416]
[487845,2,180,0.95806374311047215]
[487845,2,360,0.91708602923556193]
[487845,3,2,1]
[487845,3,3,1]
[487845,3,6,1]
[487845,3,12,0.99712437095614681]
[487845,3,24,0.9940091061586388]
[487845,3,48,0.99161274862209436]
[487845,3,72,0.99065420560747675]
[487845,3,120,0.9885002395783421]
[487845,3,180,0.98658039779535101]
[487845,3,360,0.97771387491013662]
[488155,0.1,2,0.62714943085492847]
[488155,0.1,3,0.54275678294573637]
[488155,0.1,6,0.41856519631604461]
[488155,0.1,12,0.32642424242424245]
[488155,0.1,24,0.26287722700278754]
[488155,0.1,48,0.21740184197770238]
[488155,0.1,72,0.19474066892874456]
[488155,0.1,120,0.16476859704385755]
[488155,0.1,180,0.13870381586917019]
[488155,0.1,360,9.1426495519496234E-2]
[488155,0.2,2,0.8173786760256565]
[488155,0.2,3,0.74921326555313483]
[488155,0.2,6,0.62686205643696258]
[488155,0.2,12,0.51707848837209303]
[488155,0.2,24,0.4308381782945736]
[488155,0.2,48,0.36583888552392485]
[488155,0.2,72,0.33248546511627908]
[488155,0.2,120,0.28896693714424121]
[488155,0.2,180,0.24936417585079323]
[488155,0.2,360,0.17364979413901671]
[488155,0.4,2,0.94000241925728811]
[488155,0.4,3,0.90514216575922557]
[488155,0.4,6,0.82425562817719666]
[488155,0.4,12,0.72824113303474158]
[488155,0.4,24,0.6375302663438257]
[488155,0.4,48,0.56288584917080253]
[488155,0.4,72,0.52360774818401945]
[488155,0.4,120,0.46985472154963681]
[488155,0.4,180,0.42009685230024219]
[488155,0.4,360,0.31630553201791556]
[488155,0.6,2,0.97713801862828109]
[488155,0.6,3,0.95911455183258754]
[488155,0.6,6,0.90959699866876442]
[488155,0.6,12,0.84083756959573952]
[488155,0.6,24,0.76301137739046232]
[488155,0.6,48,0.68893730331638825]
[488155,0.6,72,0.64887436456063896]
[488155,0.6,120,0.59513435003631077]
[488155,0.6,180,0.54381505688695231]
[488155,0.6,360,0.43294601791333814]
[488155,0.8,2,0.99153362360909525]
[488155,0.8,3,0.98197871311078866]
[488155,0.8,6,0.95245009074410159]
[488155,0.8,12,0.90392061955469516]
[488155,0.8,24,0.84329622458857711]
[488155,0.8,48,0.77831558567279757]
[488155,0.8,72,0.74104549854791868]
[488155,0.8,120,0.68804453049370773]
[488155,0.8,180,0.63814595183347445]
[488155,0.8,360,0.52602275478092475]
[488155,1,2,0.99528301886792458]
[488155,1,3,0.99274310595065307]
[488155,1,6,0.97447065940713851]
[488155,1,12,0.9404646660212973]
[488155,1,24,0.89425287356321836]
[488155,1,48,0.84027105517909007]
[488155,1,72,0.80893030009680544]
[488155,1,120,0.76210067763794775]
[488155,1,180,0.71406098741529533]
[488155,1,360,0.60450199685344308]
[488155,1.25,2,0.99746008708272849]
[488155,1.25,3,0.99637155297532665]
[488155,1.25,6,0.98886872353297028]
[488155,1.25,12,0.96757410768300056]
[488155,1.25,24,0.93393829401088924]
[488155,1.25,48,0.89171203871748328]
[488155,1.25,72,0.86652952565343666]
[488155,1.25,120,0.82976406533575309]
[488155,1.25,180,0.78802177858439193]
[488155,1.25,360,0.68550338818973866]
[488155,1.5,2,0.99903241412675381]
[488155,1.5,3,0.99794388001935175]
[488155,1.5,6,0.99540229885057463]
[488155,1.5,12,0.98257924026131138]
[488155,1.5,24,0.95669005564964926]
[488155,1.5,48,0.92522686025408341]
[488155,1.5,72,0.90406484393902731]
[488155,1.5,120,0.87501512401693882]
[488155,1.5,180,0.84174228675136109]
[488155,1.5,360,0.75099818511796723]
[488155,2,2,1]
[488155,2,3,0.99975807427119867]
[488155,2,6,0.99903218001451743]
[488155,2,12,0.99576578756351319]
[488155,2,24,0.98390804597701143]
[488155,2,48,0.9626134301270417]
[488155,2,72,0.94833635813672101]
[488155,2,120,0.92885662431941929]
[488155,2,180,0.90950883135736749]
[488155,2,360,0.84297120735543185]
[488155,3,2,1]
[488155,3,3,1]
[488155,3,6,1]
[488155,3,12,1]
[488155,3,24,0.99915305505142171]
[488155,3,48,0.99382940108892925]
[488155,3,72,0.9864505202032422]
[488155,3,120,0.97665134285022992]
[488155,3,180,0.96624319419237736]
[488155,3,360,0.94640696830389548]
[488852,0.1,2,0.64910790144434993]
[488852,0.1,3,0.56554489126473095]
[488852,0.1,6,0.45286461501033937]
[488852,0.1,12,0.36275106512477179]
[488852,0.1,24,0.29438967993184861]
[488852,0.1,48,0.24303612699185015]
[488852,0.1,72,0.21627539228804282]
[488852,0.1,120,0.18117704280155641]
[488852,0.1,180,0.15254649325392]
[488852,0.1,360,0.10071680233264488]
[488852,0.2,2,0.85322210131785758]
[488852,0.2,3,0.79142441860465107]
[488852,0.2,6,0.67665978880932143]
[488852,0.2,12,0.56830601092896171]
[488852,0.2,24,0.48087431693989074]
[488852,0.2,48,0.40952149623512263]
[488852,0.2,72,0.3721918639951427]
[488852,0.2,120,0.32442933462846041]
[488852,0.2,180,0.28226295981546684]
[488852,0.2,360,0.1959213401310998]
[488852,0.4,2,0.95869670542635654]
[488852,0.4,3,0.93475897064153668]
[488852,0.4,6,0.87115151515151523]
[488852,0.4,12,0.78707408754698671]
[488852,0.4,24,0.70191608052389032]
[488852,0.4,48,0.62515158864904197]
[488852,0.4,72,0.58302001212856269]
[488852,0.4,120,0.52631578947368418]
[488852,0.4,180,0.47586708707251996]
[488852,0.4,360,0.36029590104292991]
[488852,0.6,2,0.98680067813029793]
[488852,0.6,3,0.97311046511627908]
[488852,0.6,6,0.94268750757300379]
[488852,0.6,12,0.89298266876742205]
[488852,0.6,24,0.82606060606060616]
[488852,0.6,48,0.75915151515151513]
[488852,0.6,72,0.71887501515335195]
[488852,0.6,120,0.66509090909090907]
[488852,0.6,180,0.61461995393381019]
[488852,0.6,360,0.49515151515151512]
[488852,0.8,2,0.99442829457364346]
[488852,0.8,3,0.98970695083555327]
[488852,0.8,6,0.96970798497516053]
[488852,0.8,12,0.94365002423654865]
[488852,0.8,24,0.89904254029814579]
[488852,0.8,48,0.84341291964610354]
[488852,0.8,72,0.80923524421282267]
[488852,0.8,120,0.76208944370379339]
[488852,0.8,180,0.71494364319476433]
[488852,0.8,360,0.60230303030303034]
[488852,1,2,0.99709302325581406]
[488852,1,3,0.99515562552985359]
[488852,1,6,0.98497516054767953]
[488852,1,12,0.9675230247212796]
[488852,1,24,0.9402569074163839]
[488852,1,48,0.90050896752302467]
[488852,1,72,0.87190984003877847]
[488852,1,120,0.8315559864275327]
[488852,1,180,0.79083858458555512]
[488852,1,360,0.68731062901466478]
[488852,1.25,2,0.99866731281802767]
[488852,1.25,3,0.9976983646274985]
[488852,1.25,6,0.99345771747031741]
[488852,1.25,12,0.98327678138633057]
[488852,1.25,24,0.96812893843916614]
[488852,1.25,48,0.94243819680077556]
[488852,1.25,72,0.92317014057198254]
[488852,1.25,120,0.89348036839554046]
[488852,1.25,180,0.86015511391177901]
[488852,1.25,360,0.76963160445952494]
[488852,1.5,2,0.99927316777710473]
[488852,1.5,3,0.99878861296184129]
[488852,1.5,6,0.9968496304374167]
[488852,1.5,12,0.99079011148812401]
[488852,1.5,24,0.98243063128559316]
[488852,1.5,48,0.96679995153277598]
[488852,1.5,72,0.95347146492184653]
[488852,1.5,120,0.93311523082515446]
[488852,1.5,180,0.90874939408628219]
[488852,1.5,360,0.83288899660688309]
[488852,2,2,1]
[488852,2,3,1]
[488852,2,6,0.99939415969950307]
[488852,2,12,0.997333979641299]
[488852,2,24,0.99345613184682502]
[488852,2,48,0.98800290838584581]
[488852,2,72,0.9836403296170626]
[488852,2,120,0.97176784199684951]
[488852,2,180,0.9611050527081062]
[488852,2,360,0.92196776929601354]
[488852,3,2,1]
[488852,3,3,1]
[488852,3,6,1]
[488852,3,12,1]
[488852,3,24,0.99963645176926808]
[488852,3,48,0.99830364715860909]
[488852,3,72,0.99697079849751602]
[488852,3,120,0.99503210953592625]
[488852,3,180,0.99345692475463465]
[488852,3,360,0.98400581606688486]

{"sheet":"ET Data","index":11,"n_rows":24011,"n_cols":33,"rows_kept":24011,"cut":false,"hidden":true,"merged":[]}
["Station","Storage Increement","ET Depth","Capture (%)",null,null,null,null,null,null,null,null,"Station","Storage Increment","Drawdown","Capture (%)",null,null,null,null,null,"Sum of Capture (%)","Column Labels"]
[10063,0.1,0.5,9.93987533785647E-2,null,null,null,null,{"$f":"MATCH(VLOOKUP('Project Location'!$P$11,'Rain Gage Summary'!B2:J348,9,FALSE),'ET Data'!A2:A24011,0)","v":{"$error":"#N/A"}},null,null,1,{"$f":"INDIRECT(\"A\"&$I$2+$L2)","v":{"$error":"#N/A"}},{"$f":"INDIRECT(\"B\"&$I$2+$L2)","v":{"$error":"#N/A"}},{"$f":"INDIRECT(\"C\"&$I$2+$L2)","v":{"$error":"#N/A"}},{"$f":"INDIRECT(\"D\"&$I$2+$L2)","v":{"$error":"#N/A"}},null,null,null,null,null,"Row Labels",0.1,0.2,0.4,0.6,0.8,1,1.25,1.5,2,3,"Grand Total"]
[10063,0.2,0.5,0.1891168845496167,null,null,null,null,null,null,null,2,{"$f":"INDIRECT(\"A\"&$I$2+L3)","v":{"$error":"#N/A"}},{"$f":"INDIRECT(\"B\"&$I$2+$L3)","v":{"$error":"#N/A"}},{"$f":"INDIRECT(\"C\"&$I$2+$L3)","v":{"$error":"#N/A"}},{"$f":"INDIRECT(\"D\"&$I$2+$L3)","v":{"$error":"#N/A"}},null,null,null,null,null,0.5,5.0962670413549495E-2,9.6570842668894527E-2,0.17852124710439363,0.25086393498651877,0.31375080697224006,0.3677894656894391,0.4253218395169559,0.47449967721110392,0.5547791744199293,0.66847681616222987,3.3815364751452548]
[10063,0.4,0.5,0.34602018864802259,null,null,null,null,null,null,null,3,{"$f":"INDIRECT(\"A\"&$I$2+L4)","v":{"$error":"#N/A"}},{"$f":"INDIRECT(\"B\"&$I$2+$L4)","v":{"$error":"#N/A"}},{"$f":"INDIRECT(\"C\"&$I$2+$L4)","v":{"$error":"#N/A"}},{"$error":"#N/A"},null,null,null,null,null,0.75,3.900049367713506E-2,7.4393346751224693E-2,0.13925492727756042,0.19758477955417156,0.24987658071621155,0.29620628109216562,0.34754870314814101,0.39182774465499559,0.46868947708198838,0.58003265864124864,2.7844149925948427]
[10063,0.6,0.5,0.47857024656627511,null,null,null,null,null,null,null,4,{"$f":"INDIRECT(\"A\"&$I$2+L5)","v":{"$error":"#N/A"}},{"$f":"INDIRECT(\"B\"&$I$2+$L5)","v":{"$error":"#N/A"}},{"$f":"INDIRECT(\"C\"&$I$2+$L5)","v":{"$error":"#N/A"}},{"$error":"#N/A"},null,null,null,null,null,1,3.1975088292256822E-2,6.1215964759047524E-2,0.11548247446170193,0.16485018797706291,0.21049633539665058,0.25135761212167246,0.29734553601944325,0.33870048987961865,0.40827099077203505,0.5197660729882656,2.3994607526677547]
[10063,0.8,0.5,0.58814606431684047,null,null,null,null,null,null,null,5,{"$error":"#N/A"},{"$error":"#N/A"},{"$error":"#N/A"},{"$error":"#N/A"},null,null,null,null,null,2,1.9101507614020435E-2,3.7253636121976158E-2,7.1203432954847531E-2,0.10298864542589146,0.13321687616298938,0.16215395131583943,0.19602779782022556,0.22754718414157132,0.2826491474575627,0.37751110773554092,1.6096532867504649]
[10063,1,0.5,0.67745049368415244,null,null,null,null,null,null,null,6,{"$error":"#N/A"},{"$error":"#N/A"},{"$error":"#N/A"},{"$error":"#N/A"},null,null,null,null,null,3,1.3747009455815834E-2,2.7000341776478129E-2,5.2443701819010244E-2,7.6481980784566875E-2,9.953290547981615E-2,0.12174837656172861,0.14863479284547898,0.17396422739528347,0.22135723237002991,0.30307978582007361,1.2379903543082817]
[10063,1.25,0.5,0.76366594958354017,null,null,null,null,null,null,null,7,{"$error":"#N/A"},{"$error":"#N/A"},{"$error":"#N/A"},{"$error":"#N/A"},null,null,null,null,null,5,8.8102381042797755E-3,1.7506550715831792E-2,3.4519424296510046E-2,5.1152546234762383E-2,6.7557817187559335E-2,8.3469411005202485E-2,0.10276079444043594,0.12136862491930271,0.15725515512854588,0.22416739452398127,0.86856795655641172]
[10063,1.5,0.5,0.82817585084670964,null,null,null,null,null,null,null,8,{"$error":"#N/A"},{"$error":"#N/A"},{"$error":"#N/A"},{"$error":"#N/A"},null,null,null,null,null,10,4.5949948733527771E-3,9.0760642539777937E-3,1.811415334371309E-2,2.715224243344852E-2,3.6152356358941186E-2,4.5190445448676481E-2,5.6469069228724356E-2,6.7671742680287097E-2,9.0153039911897576E-2,0.13507765921087606,0.48965176774389491]
[10063,2,0.5,0.9137293838601136,null,null,null,null,null,null,null,9,{"$error":"#N/A"},{"$error":"#N/A"},{"$error":"#N/A"},{"$error":"#N/A"},null,null,null,null,null,"Grand Total",0.16819200243041019,0.32301674704743061,0.60953936125773689,0.8710743173964226,1.1105836782744083,1.3279155432347243,1.5741085330194049,1.7955796908821626,2.1831542171419889,2.8081114950822164,12.771275585766906]
[10063,3,0.5,0.98248662364167916,null,null,null,null,null,null,null,10,{"$error":"#N/A"},{"$error":"#N/A"},{"$error":"#N/A"},{"$error":"#N/A"}]
[10063,0.1,0.75,7.849302222957702E-2,null,null,null,null,null,null,null,11,{"$error":"#N/A"},{"$error":"#N/A"},{"$error":"#N/A"},{"$error":"#N/A"},null,null,null,null,null,0,{"$f":"W2","v":0.1},0.2,0.4,0.6,0.8,1,1.25,1.5,2,3]
[10063,0.2,0.75,0.15108389872579847,null,null,null,null,null,null,null,12,{"$error":"#N/A"},{"$error":"#N/A"},{"$error":"#N/A"},{"$error":"#N/A"},null,null,null,null,{"$f":"V3","v":0.5},0,{"$f":"W3","v":5.0962670413549495E-2},9.6570842668894527E-2,0.17852124710439363,0.25086393498651877,0.31375080697224006,0.3677894656894391,0.4253218395169559,0.47449967721110392,0.5547791744199293,0.66847681616222987]
[10063,0.4,0.75,0.2820343096695902,null,null,null,null,null,null,null,13,{"$error":"#N/A"},{"$error":"#N/A"},{"$error":"#N/A"},{"$error":"#N/A"},null,null,null,null,0.75,0,{"$f":"W4","v":3.900049367713506E-2},7.4393346751224693E-2,0.13925492727756042,0.19758477955417156,0.24987658071621155,0.29620628109216562,0.34754870314814101,0.39182774465499559,0.46868947708198838,0.58003265864124864]
[10063,0.6,0.75,0.39649180870428596,null,null,null,null,null,null,null,14,{"$error":"#N/A"},{"$error":"#N/A"},{"$error":"#N/A"},{"$error":"#N/A"},null,null,null,null,1,0,{"$f":"W5","v":3.1975088292256822E-2},6.1215964759047524E-2,0.11548247446170193,0.16485018797706291,0.21049633539665058,0.25135761212167246,0.29734553601944325,0.33870048987961865,0.40827099077203505,0.5197660729882656]
[10063,0.8,0.75,0.49702134701307304,null,null,null,null,null,null,null,15,{"$error":"#N/A"},{"$error":"#N/A"},{"$error":"#N/A"},{"$error":"#N/A"},null,null,null,null,2,0,{"$f":"W6","v":1.9101507614020435E-2},3.7253636121976158E-2,7.1203432954847531E-2,0.10298864542589146,0.13321687616298938,0.16215395131583943,0.19602779782022556,0.22754718414157132,0.2826491474575627,0.37751110773554092]
[10063,1,0.75,0.58224391858348512,null,null,null,null,null,null,null,16,{"$error":"#N/A"},{"$error":"#N/A"},{"$error":"#N/A"},{"$error":"#N/A"},null,null,null,null,3,0,{"$f":"W7","v":1.3747009455815834E-2},2.7000341776478129E-2,5.2443701819010244E-2,7.6481980784566875E-2,9.953290547981615E-2,0.12174837656172861,0.14863479284547898,0.17396422739528347,0.22135723237002991,0.30307978582007361]
[10063,1.25,0.75,0.67135528710905179,null,null,null,null,null,null,null,17,{"$error":"#N/A"},{"$error":"#N/A"},{"$error":"#N/A"},{"$error":"#N/A"},null,null,null,null,5,0,{"$f":"W8","v":8.8102381042797755E-3},1.7506550715831792E-2,3.4519424296510046E-2,5.1152546234762383E-2,6.7557817187559335E-2,8.3469411005202485E-2,0.10276079444043594,0.12136862491930271,0.15725515512854588,0.22416739452398127]
[10063,1.5,0.75,0.74242925699156059,null,null,null,null,null,null,null,18,{"$error":"#N/A"},{"$error":"#N/A"},{"$error":"#N/A"},{"$error":"#N/A"},null,null,null,null,10,0,{"$f":"W9","v":4.5949948733527771E-3},9.0760642539777937E-3,1.811415334371309E-2,2.715224243344852E-2,3.6152356358941186E-2,4.5190445448676481E-2,5.6469069228724356E-2,6.7671742680287097E-2,9.0153039911897576E-2,0.13507765921087606]
[10063,2,0.75,0.84566164708478131,null,null,null,null,null,null,null,19,{"$error":"#N/A"},{"$error":"#N/A"},{"$error":"#N/A"},{"$error":"#N/A"}]
[10063,3,0.75,0.95683711180980757,null,null,null,null,null,null,null,20,{"$error":"#N/A"},{"$error":"#N/A"},{"$error":"#N/A"},{"$error":"#N/A"}]
[10063,0.1,1,6.4951183187158798E-2,null,null,null,null,null,null,null,21,{"$error":"#N/A"},{"$error":"#N/A"},{"$error":"#N/A"},{"$error":"#N/A"}]
[10063,0.2,1,0.12609630977991071,null,null,null,null,null,null,null,22,{"$error":"#N/A"},{"$error":"#N/A"},{"$error":"#N/A"},{"$error":"#N/A"}]
[10063,0.4,1,0.23906448232114297,null,null,null,null,null,null,null,23,{"$error":"#N/A"},{"$error":"#N/A"},{"$error":"#N/A"},{"$error":"#N/A"}]
[10063,0.6,1,0.34075238568040167,null,null,null,null,null,null,null,24,{"$error":"#N/A"},{"$error":"#N/A"},{"$error":"#N/A"},{"$error":"#N/A"}]
[10063,0.8,1,0.43237354514865689,null,null,null,null,null,null,null,25,{"$error":"#N/A"},{"$error":"#N/A"},{"$error":"#N/A"},{"$error":"#N/A"}]
[10063,1,1,0.5130178167576811,null,null,null,null,null,null,null,26,{"$error":"#N/A"},{"$error":"#N/A"},{"$error":"#N/A"},{"$error":"#N/A"}]
[10063,1.25,1,0.59879199073307965,null,null,null,null,null,null,null,27,{"$error":"#N/A"},{"$error":"#N/A"},{"$error":"#N/A"},{"$error":"#N/A"}]
[10063,1.5,1,0.67209995035578363,null,null,null,null,null,null,null,28,{"$error":"#N/A"},{"$error":"#N/A"},{"$error":"#N/A"},{"$error":"#N/A"}]
[10063,2,1,0.78310993435931375,null,null,null,null,null,null,null,29,{"$error":"#N/A"},{"$error":"#N/A"},{"$error":"#N/A"},{"$error":"#N/A"}]
[10063,3,1,0.92081747476418996,null,null,null,null,null,null,null,30,{"$error":"#N/A"},{"$error":"#N/A"},{"$error":"#N/A"},{"$error":"#N/A"}]
[10063,0.1,2,3.8777649070550105E-2,null,null,null,null,null,null,null,31,{"$error":"#N/A"},{"$error":"#N/A"},{"$error":"#N/A"},{"$error":"#N/A"}]
[10063,0.2,2,7.5955651166639215E-2,null,null,null,null,null,null,null,32,{"$error":"#N/A"},{"$error":"#N/A"},{"$error":"#N/A"},{"$error":"#N/A"}]
[10063,0.4,2,0.14780186441612889,null,null,null,null,null,null,null,33,{"$error":"#N/A"},{"$error":"#N/A"},{"$error":"#N/A"},{"$error":"#N/A"}]
[10063,0.6,2,0.2174968282861714,null,null,null,null,null,null,null,34,{"$error":"#N/A"},{"$error":"#N/A"},{"$error":"#N/A"},{"$error":"#N/A"}]
[10063,0.8,2,0.28421313916928687,null,null,null,null,null,null,null,35,{"$error":"#N/A"},{"$error":"#N/A"},{"$error":"#N/A"},{"$error":"#N/A"}]
[10063,1,2,0.3477853163439793,null,null,null,null,null,null,null,36,{"$error":"#N/A"},{"$error":"#N/A"},{"$error":"#N/A"},{"$error":"#N/A"}]
[10063,1.25,2,0.42106569584643394,null,null,null,null,null,null,null,37,{"$error":"#N/A"},{"$error":"#N/A"},{"$error":"#N/A"},{"$error":"#N/A"}]
[10063,1.5,2,0.48761652600805344,null,null,null,null,null,null,null,38,{"$error":"#N/A"},{"$error":"#N/A"},{"$error":"#N/A"},{"$error":"#N/A"}]
[10063,2,2,0.60257046720723706,null,null,null,null,null,null,null,39,{"$error":"#N/A"},{"$error":"#N/A"},{"$error":"#N/A"},{"$error":"#N/A"}]
[10063,3,2,0.76664460257046729,null,null,null,null,null,null,null,40,{"$error":"#N/A"},{"$error":"#N/A"},{"$error":"#N/A"},{"$error":"#N/A"}]
[10063,0.1,3,2.7580120249324287E-2,null,null,null,null,null,null,null,41,{"$error":"#N/A"},{"$error":"#N/A"},{"$error":"#N/A"},{"$error":"#N/A"}]
[10063,0.2,3,5.3946715207678388E-2,null,null,null,null,null,null,null,42,{"$error":"#N/A"},{"$error":"#N/A"},{"$error":"#N/A"},{"$error":"#N/A"}]
[10063,0.4,3,0.10610072259915056,null,null,null,null,null,null,null,43,{"$error":"#N/A"},{"$error":"#N/A"},{"$error":"#N/A"},{"$error":"#N/A"}]
[10063,0.6,3,0.15737216614264446,null,null,null,null,null,null,null,44,{"$error":"#N/A"},{"$error":"#N/A"},{"$error":"#N/A"},{"$error":"#N/A"}]
[10063,0.8,3,0.20759556511666391,null,null,null,null,null,null,null,45,{"$error":"#N/A"},{"$error":"#N/A"},{"$error":"#N/A"},{"$error":"#N/A"}]
[10063,1,3,0.25690882012245575,null,null,null,null,null,null,null,46,{"$error":"#N/A"},{"$error":"#N/A"},{"$error":"#N/A"},{"$error":"#N/A"}]
[10063,1.25,3,0.31678526118373884,null,null,null,null,null,null,null,47,{"$error":"#N/A"},{"$error":"#N/A"},{"$error":"#N/A"},{"$error":"#N/A"}]
[10063,1.5,3,0.37387611009984001,null,null,null,null,null,null,null,48,{"$error":"#N/A"},{"$error":"#N/A"},{"$error":"#N/A"},{"$error":"#N/A"}]
[10063,2,3,0.47895636824976562,null,null,null,null,null,null,null,49,{"$error":"#N/A"},{"$error":"#N/A"},{"$error":"#N/A"},{"$error":"#N/A"}]
[10063,3,3,0.64964973247283364,null,null,null,null,null,null,null,50,{"$error":"#N/A"},{"$error":"#N/A"},{"$error":"#N/A"},{"$error":"#N/A"}]
[10063,0.1,5,1.7568536598819583E-2,null,null,null,null,null,null,null,51,{"$error":"#N/A"},{"$error":"#N/A"},{"$error":"#N/A"},{"$error":"#N/A"}]
[10063,0.2,5,3.4309669590159401E-2,null,null,null,null,null,null,null,52,{"$error":"#N/A"},{"$error":"#N/A"},{"$error":"#N/A"},{"$error":"#N/A"}]
[10063,0.4,5,6.7543714490595319E-2,null,null,null,null,null,null,null,53,{"$error":"#N/A"},{"$error":"#N/A"},{"$error":"#N/A"},{"$error":"#N/A"}]
[10063,0.6,5,0.10063985878978435,null,null,null,null,null,null,null,54,{"$error":"#N/A"},{"$error":"#N/A"},{"$error":"#N/A"},{"$error":"#N/A"}]
[10063,0.8,5,0.13365326272822559,null,null,null,null,null,null,null,55,{"$error":"#N/A"},{"$error":"#N/A"},{"$error":"#N/A"},{"$error":"#N/A"}]
[10063,1,5,0.16655634618566939,null,null,null,null,null,null,null,56,{"$error":"#N/A"},{"$error":"#N/A"},{"$error":"#N/A"},{"$error":"#N/A"}]
[10063,1.25,5,0.20740250427491871,null,null,null,null,null,null,null,57,{"$error":"#N/A"},{"$error":"#N/A"},{"$error":"#N/A"},{"$error":"#N/A"}]
[10063,1.5,5,0.2478625406806774,null,null,null,null,null,null,null,58,{"$error":"#N/A"},{"$error":"#N/A"},{"$error":"#N/A"},{"$error":"#N/A"}]
[10063,2,5,0.32643830327100232,null,null,null,null,null,null,null,59,{"$error":"#N/A"},{"$error":"#N/A"},{"$error":"#N/A"},{"$error":"#N/A"}]
[10063,3,5,0.47258536047217164,null,null,null,null,null,null,null,60,{"$error":"#N/A"},{"$error":"#N/A"},{"$error":"#N/A"},{"$error":"#N/A"}]
[10063,0.1,10,9.4599812455183271E-3,null,null,null,null,null,null,null,61,{"$error":"#N/A"},{"$error":"#N/A"},{"$error":"#N/A"},{"$error":"#N/A"}]
[10063,0.2,10,1.8147719124055415E-2,null,null,null,null,null,null,null,62,{"$error":"#N/A"},{"$error":"#N/A"},{"$error":"#N/A"},{"$error":"#N/A"}]
[10063,0.4,10,3.5605935241877759E-2,null,null,null,null,null,null,null,63,{"$error":"#N/A"},{"$error":"#N/A"},{"$error":"#N/A"},{"$error":"#N/A"}]
[10063,0.6,10,5.2953830878702673E-2,null,null,null,null,null,null,null,64,{"$error":"#N/A"},{"$error":"#N/A"},{"$error":"#N/A"},{"$error":"#N/A"}]
[10063,0.8,10,7.032930663577705E-2,null,null,null,null,null,null,null,65,{"$error":"#N/A"},{"$error":"#N/A"},{"$error":"#N/A"},{"$error":"#N/A"}]
[10063,1,10,8.7677202272601965E-2,null,null,null,null,null,null,null,66,{"$error":"#N/A"},{"$error":"#N/A"},{"$error":"#N/A"},{"$f":"INDIRECT(\"D\"&$I$2+$L67)","v":{"$error":"#N/A"}}]
[10063,1.25,10,0.10938275690882014,null,null,null,null,null,null,null,67,{"$error":"#N/A"},{"$error":"#N/A"},{"$error":"#N/A"},{"$f":"INDIRECT(\"D\"&$I$2+$L68)","v":{"$error":"#N/A"}}]
[10063,1.5,10,0.13106073142478908,null,null,null,null,null,null,null,68,{"$f":"INDIRECT(\"A\"&$I$2+L69)","v":{"$error":"#N/A"}},{"$f":"INDIRECT(\"B\"&$I$2+$L69)","v":{"$error":"#N/A"}},{"$f":"INDIRECT(\"C\"&$I$2+$L69)","v":{"$error":"#N/A"}},{"$f":"INDIRECT(\"D\"&$I$2+$L69)","v":{"$error":"#N/A"}}]
[10063,2,10,0.17436152021622819,null,null,null,null,null,null,null,69,{"$f":"INDIRECT(\"A\"&$I$2+L70)","v":{"$error":"#N/A"}},{"$f":"INDIRECT(\"B\"&$I$2+$L70)","v":{"$error":"#N/A"}},{"$f":"INDIRECT(\"C\"&$I$2+$L70)","v":{"$error":"#N/A"}},{"$f":"INDIRECT(\"D\"&$I$2+$L70)","v":{"$error":"#N/A"}}]
[10063,3,10,0.26052181587511725,null,null,null,null,null,null,null,70,{"$f":"INDIRECT(\"A\"&$I$2+L71)","v":{"$error":"#N/A"}},{"$f":"INDIRECT(\"B\"&$I$2+$L71)","v":{"$error":"#N/A"}},{"$f":"INDIRECT(\"C\"&$I$2+$L71)","v":{"$error":"#N/A"}},{"$f":"INDIRECT(\"D\"&$I$2+$L71)","v":{"$error":"#N/A"}}]
[10140,0.1,0.5,0.1222643785019724]
[10140,0.2,0.5,0.22972939018568309]
[10140,0.4,0.5,0.4097339129123847]
[10140,0.6,0.5,0.55164702630719364]
[10140,0.8,0.5,0.66232819920098496]
[10140,1,0.5,0.74788311264102114]
[10140,1.25,0.5,0.82464383527224305]
[10140,1.5,0.5,0.87939395462197545]
[10140,2,0.5,0.94555139576371261]
[10140,3,0.5,0.98743687027312244]
[10140,0.1,0.75,9.8193421945275042E-2]
[10140,0.2,0.75,0.18661272896303926]
[10140,0.4,0.75,0.34113922460363322]
[10140,0.6,0.75,0.46895650644488551]
[10140,0.8,0.75,0.57277821050780164]
[10140,1,0.75,0.65770496746149409]
[10140,1.25,0.75,0.74383778486896657]
[10140,1.5,0.75,0.81027161486469501]
[10140,2,0.75,0.8996959722606096]
[10140,3,0.75,0.97700947259981408]
[10140,0.1,1,8.1961858338149216E-2]
[10140,0.2,1,0.15764215181285965]
[10140,0.4,1,0.29297218523078472]
[10140,0.6,1,0.40945752405839342]
[10140,0.8,1,0.50649513806879576]
[10140,1,1,0.58770320862333225]
[10140,1.25,1,0.673810899771351]
[10140,1.5,1,0.74516947662001554]
[10140,2,1,0.84775999396969781]
[10140,3,1,0.95969747983617681]
[10140,0.1,2,4.8820322118646141E-2]
[10140,0.2,2,9.5655669740445801E-2]
[10140,0.4,2,0.18568305736325036]
[10140,0.6,2,0.26993140531169124]
[10140,0.8,2,0.34696851679690449]
[10140,1,2,0.41576421518128598]
[10140,1.25,2,0.49317822055830551]
[10140,1.5,2,0.56059197467273048]
[10140,2,2,0.67104701123143795]
[10140,3,2,0.83052337998442183]
[10140,0.1,3,3.4473227970552023E-2]
[10140,0.2,3,6.78409005251389E-2]
[10140,0.4,3,0.13319430136435595]
[10140,0.6,3,0.19719088419307015]
[10140,0.8,3,0.25915224000603032]
[10140,1,3,0.31814869720344729]
[10140,1.25,3,0.38676851177165256]
[10140,1.5,3,0.44923239277368771]
[10140,2,3,0.55619487926832334]
[10140,3,3,0.71662604588054979]
[10140,0.1,5,2.1533204351868122E-2]
[10140,0.2,5,4.2237242141762291E-2]
[10140,0.4,5,8.3595065202643232E-2]
[10140,0.6,5,0.12490263574461662]
[10140,0.8,5,0.1659338174325988]
[10140,1,5,0.20656297896932085]
[10140,1.25,5,0.25658936154174727]
[10140,1.5,5,0.30566094625493101]
[10140,2,5,0.3996582828714289]
[10140,3,5,0.56184828764541828]
[10140,0.1,10,1.1306816754189875E-2]
[10140,0.2,10,2.1784466946405623E-2]
[10140,0.4,10,4.2815146109198739E-2]
[10140,0.6,10,6.3795572753084284E-2]
[10140,0.8,10,8.4826251915877227E-2]
[10140,1,10,0.10588205733812404]
[10140,1.25,10,0.13221437724565946]
[10140,1.5,10,0.15857182341264855]
[10140,2,10,0.21131184200608055]
[10140,3,10,0.31666624789567571]
[10831,0.1,0.5,0.10183858154866707]
[10831,0.2,0.5,0.19438188444371649]
[10831,0.4,0.5,0.35723352852053564]
[10831,0.6,0.5,0.49617132795544816]
[10831,0.8,0.5,0.61123623111256709]
[10831,1,0.5,0.70197780598665083]
[10831,1.25,0.5,0.78796937062364358]
[10831,1.5,0.5,0.85090700626509974]
[10831,2,0.5,0.93079726464927726]
[10831,3,0.5,0.98534048564759835]
[10831,0.1,0.75,8.0054051840628901E-2]
[10831,0.2,0.75,0.15539904180827968]
[10831,0.4,0.75,0.29077433356537402]
[10831,0.6,0.75,0.40993407313377828]
[10831,0.8,0.75,0.51521231726792516]
[10831,1,0.75,0.60427500921338195]
[10831,1.25,0.75,0.69509848081569148]
[10831,1.5,0.75,0.76835510421358666]
[10831,2,0.75,0.87117644650096226]
[10831,3,0.75,0.9673232054379427]
[10831,0.1,1,6.6336349862823024E-2]
[10831,0.2,1,0.12951967568895623]
[10831,0.4,1,0.24712337742107204]
[10831,0.6,1,0.35195118954997745]
[10831,0.8,1,0.44711518774824943]
[10831,1,1,0.53253347528766226]
[10831,1.25,1,0.6214323737766676]
[10831,1.5,1,0.69526227427214282]
[10831,2,1,0.81102329961918018]
[10831,3,1,0.93702141599443101]
[10831,0.1,2,3.9638016461242376E-2]
[10831,0.2,2,7.817042709143765E-2]
[10831,0.4,2,0.15290119159739562]
[10831,0.6,2,0.22435608697432535]
[10831,0.8,2,0.2918389910323082]
[10831,1,2,0.35657835469472998]
[10831,1.25,2,0.43298800212931493]
[10831,1.5,2,0.50190409893124766]
[10831,2,2,0.61913926538634778]
[10831,3,2,0.7862495393309038]
[10831,0.1,3,2.829531960198186E-2]
[10831,0.2,3,5.5812620285819563E-2]
[10831,0.4,3,0.11019204782768924]
[10831,0.6,3,0.16362966299496329]
[10831,0.8,3,0.21530649850538469]
[10831,1,3,0.26518160599484047]
[10831,1.25,3,0.32525285614839677]
[10831,1.5,3,0.38286720445518202]
[10831,2,3,0.48957864133327872]
[10831,3,3,0.66610703902379098]
[10831,0.1,5,1.809917693788134E-2]
[10831,0.2,5,3.5502231685844189E-2]
[10831,0.4,5,7.0226444453544076E-2]
[10831,0.6,5,0.10482781212890541]
[10831,0.8,5,0.13926538634781541]
[10831,1,5,0.17366201220261249]
[10831,1.25,5,0.21624831087998031]
[10831,1.5,5,0.25781090045452681]
[10831,2,5,0.3363089144588674]
[10831,3,5,0.48298595471110928]
[10831,0.1,10,9.8276073870848229E-3]
[10831,0.2,10,1.8836247491912733E-2]
[10831,0.4,10,3.697637279390683E-2]
[10831,0.6,10,5.5116498095901072E-2]
[10831,0.8,10,7.3256623397895168E-2]
[10831,1,10,9.1355800335776505E-2]
[10831,1.25,10,0.11395929732607173]
[10831,1.5,10,0.13660374268047987]
[10831,2,10,0.18189263338929612]
[10831,3,10,0.27259325989926703]
[12124,0.1,0.5,0.11773767605633806]
[12124,0.2,0.5,0.22157947686116694]
[12124,0.4,0.5,0.39546654929577468]
[12124,0.6,0.5,0.53297912474849096]
[12124,0.8,0.5,0.64298289738430581]
[12124,1,0.5,0.73085387323943662]
[12124,1.25,0.5,0.81407193158953717]
[12124,1.5,0.5,0.87088153923541245]
[12124,2,0.5,0.93690266599597583]
[12124,3,0.5,0.98522384305835009]
[12124,0.1,0.75,9.3592806841046289E-2]
[12124,0.2,0.75,0.1792630784708249]
[12124,0.4,0.75,0.32850226358148887]
[12124,0.6,0.75,0.45086141851106643]
[12124,0.8,0.75,0.55316272635814889]
[12124,1,0.75,0.63867580482897379]
[12124,1.25,0.75,0.72519491951710258]
[12124,1.5,0.75,0.79467429577464788]
[12124,2,0.75,0.8850603621730383]
[12124,3,0.75,0.96925301810865183]
[12124,0.1,1,7.7936368209255508E-2]
[12124,0.2,1,0.1508425553319919]
[12124,0.4,1,0.28231891348088534]
[12124,0.6,1,0.39458626760563376]
[12124,0.8,1,0.49022258551307846]
[12124,1,1,0.57199446680080479]
[12124,1.25,1,0.65647007042253525]
[12124,1.5,1,0.72811871227364189]
[12124,2,1,0.83255784708249492]
[12124,3,1,0.93960638832997989]
[12124,0.1,2,4.6340543259557353E-2]
[12124,0.2,2,9.1392102615694165E-2]
[12124,0.4,2,0.17857142857142858]
[12124,0.6,2,0.26160085513078474]
[12124,0.8,2,0.33868838028169013]
[12124,1,2,0.40933098591549294]
[12124,1.25,2,0.48745598591549294]
[12124,1.5,2,0.55420020120724345]
[12124,2,2,0.66278923541247492]
[12124,3,2,0.81929074446680072]
[12124,0.1,3,3.3073440643863167E-2]
[12124,0.2,3,6.5266599597585531E-2]
[12124,0.4,3,0.12921277665995975]
[12124,0.6,3,0.19190140845070419]
[12124,0.8,3,0.25301810865191143]
[12124,1,3,0.31177691146881292]
[12124,1.25,3,0.38188506036217301]
[12124,1.5,3,0.44517102615694165]
[12124,2,3,0.55130784708249503]
[12124,3,3,0.71170774647887314]
[12124,0.1,5,2.1221076458752538E-2]
[12124,0.2,5,4.1719064386317853E-2]
[12124,0.4,5,8.2652162977867247E-2]
[12124,0.6,5,0.12364813883299798]
[12124,0.8,5,0.16448692152917502]
[12124,1,5,0.20497987927565392]
[12124,1.25,5,0.25503018108651904]
[12124,1.5,5,0.30404300804828971]
[12124,2,5,0.39804451710261574]
[12124,3,5,0.55718687122736421]
[12124,0.1,10,1.1663732394366156E-2]
[12124,0.2,10,2.247862173038229E-2]
[12124,0.4,10,4.4265593561368249E-2]
[12124,0.6,10,6.6021126760563431E-2]
[12124,0.8,10,8.7808098591549269E-2]
[12124,1,10,0.1096265090543259]
[12124,1.25,10,0.13691524144869216]
[12124,1.5,10,0.16398390342052319]
[12124,2,10,0.21774396378269611]
[12124,3,10,0.32322057344064381]
[14064,0.1,0.5,0.10141240251093782]
[14064,0.2,0.5,0.1934087882822903]
[14064,0.4,0.5,0.35512174243865324]
[14064,0.6,0.5,0.4894902035381396]
[14064,0.8,0.5,0.59870173102529956]
[14064,1,0.5,0.68648944264789802]
[14064,1.25,0.5,0.76852292181852766]
[14064,1.5,0.5,0.82898991820429901]
[14064,2,0.5,0.90824139242914204]
[14064,3,0.5,0.97536617842876161]
[14064,0.1,0.75,8.0321476127068678E-2]
[14064,0.2,0.75,0.15453205250142657]
[14064,0.4,0.75,0.28873406886056679]
[14064,0.6,0.75,0.40641050028533382]
[14064,0.8,0.75,0.50672912307399653]
[14064,1,0.75,0.5919963857713525]
[14064,1.25,0.75,0.67976031957390148]
[14064,1.5,0.75,0.74878733117747764]
[14064,2,0.75,0.84853528628495345]
[14064,3,0.75,0.94578657028723601]
[14064,0.1,1,6.6530340498382981E-2]
[14064,0.2,1,0.12889956248811107]
[14064,0.4,1,0.24403176716758604]
[14064,0.6,1,0.34827373026440933]
[14064,0.8,1,0.44088833935704774]
[14064,1,1,0.52151892714475934]
[14064,1.25,1,0.60676241202206582]
[14064,1.5,1,0.67735875974890614]
[14064,2,1,0.78716473273730259]
[14064,3,1,0.91482784858284194]
[14064,0.1,2,3.9114513981358096E-2]
[14064,0.2,2,7.682613657979824E-2]
[14064,0.4,2,0.15063249001331561]
[14064,0.6,2,0.22025394711812818]
[14064,0.8,2,0.28664162069621452]
[14064,1,2,0.34915350960623925]
[14064,1.25,2,0.4219849724177287]
[14064,1.5,2,0.48849153509606236]
[14064,2,2,0.5993912878067339]
[14064,3,2,0.75853623739775533]
[14064,0.1,3,2.7154270496480788E-2]
[14064,0.2,3,5.3476317291230632E-2]
[14064,0.4,3,0.10585885486018638]
[14064,0.6,3,0.15752805782765836]
[14064,0.8,3,0.20786570287236061]
[14064,1,3,0.25682423435419438]
[14064,1.25,3,0.31553167205630578]
[14064,1.5,3,0.3714333269925813]
[14064,2,3,0.47313106334411253]
[14064,3,3,0.6358189081225033]
[14064,0.1,5,1.6692029674719378E-2]
[14064,0.2,5,3.2789613848202344E-2]
[14064,0.4,5,6.4913448735019905E-2]
[14064,0.6,5,9.7108617081985843E-2]
[14064,0.8,5,0.12932756324900135]
[14064,1,5,0.16142762031576932]
[14064,1.25,5,0.20135058017880914]
[14064,1.5,5,0.24086931710100817]
[14064,2,5,0.31828989918204292]
[14064,3,5,0.46024348487730643]
[14064,0.1,10,8.7264599581509741E-3]
[14064,0.2,10,1.6787140954917158E-2]
[14064,0.4,10,3.2956058588548498E-2]
[14064,0.6,10,4.9101198402130439E-2]
[14064,0.8,10,6.5270116035761785E-2]
[14064,1,10,8.1462811489442524E-2]
[14064,1.25,10,0.10169773635153115]
[14064,1.5,10,0.12195643903366934]
[14064,2,10,0.16252140003804455]
[14064,3,10,0.24372265550694305]
[14209,0.1,0.5,0.11187674202539488]
[14209,0.2,0.5,0.21167544131310001]
[14209,0.4,0.5,0.38421337875503253]
[14209,0.6,0.5,0.52431093217714464]
[14209,0.8,0.5,0.63727160111489634]
[14209,1,0.5,0.72437287085785074]
[14209,1.25,0.5,0.80539640755651898]
[14209,1.5,0.5,0.86458655930628669]
[14209,2,0.5,0.93748064416227939]
[14209,3,0.5,0.9822700526478787]
[14209,0.1,0.75,8.8843295137813624E-2]
[14209,0.2,0.75,0.16944100340662752]
[14209,0.4,0.75,0.31507432641684729]
[14209,0.6,0.75,0.43930009290802108]
[14209,0.8,0.75,0.54409259832765566]
[14209,1,0.75,0.63169711985134724]
[14209,1.25,0.75,0.718953236296067]
[14209,1.5,0.75,0.78704707339733659]
[14209,2,0.75,0.88220037163208431]
[14209,3,0.75,0.96558532053267265]
[14209,0.1,1,7.3784453391142854E-2]
[14209,0.2,1,0.14199442551873642]
[14209,0.4,1,0.26765252400123885]
[14209,0.6,1,0.37968411272839886]
[14209,0.8,1,0.47743109321771443]
[14209,1,1,0.56124187054815733]
[14209,1.25,1,0.65012387736141219]
[14209,1.5,1,0.72185661195416539]
[14209,2,1,0.82692009910188913]
[14209,3,1,0.94108082997832154]
[14209,0.1,2,4.3860328275007708E-2]
[14209,0.2,2,8.6249612883245647E-2]
[14209,0.4,2,0.1673892846082379]
[14209,0.6,2,0.24473521213998137]
[14209,0.8,2,0.31786156704862195]
[14209,1,2,0.38529730566738934]
[14209,1.25,2,0.46330133168163518]
[14209,1.5,2,0.53356302260761845]
[14209,2,2,0.64938835552802721]
[14209,3,2,0.80965469185506345]
[14209,0.1,3,3.1124187054815809E-2]
[14209,0.2,3,6.116444719727477E-2]
[14209,0.4,3,0.12043202229792507]
[14209,0.6,3,0.17846082378445335]
[14209,0.8,3,0.23490244657788795]
[14209,1,3,0.28975689067822852]
[14209,1.25,3,0.35297305667389289]
[14209,1.5,3,0.41258903685351506]
[14209,2,3,0.52187209662434186]
[14209,3,3,0.69332610715391763]
[14209,0.1,5,1.9936512852276267E-2]
[14209,0.2,5,3.909879219572629E-2]
[14209,0.4,5,7.7036234128213144E-2]
[14209,0.6,5,0.1147414060080521]
[14209,0.8,5,0.15240786621244973]
[14209,1,5,0.18968720966243427]
[14209,1.25,5,0.23579281511303812]
[14209,1.5,5,0.28127903375658103]
[14209,2,5,0.36609631464849801]
[14209,3,5,0.52001393620315894]
[14209,0.1,10,1.0916692474450295E-2]
[14209,0.2,10,2.09430164137504E-2]
[14209,0.4,10,4.1150510994115916E-2]
[14209,0.6,10,6.1280582223598709E-2]
[14209,0.8,10,8.144936512852273E-2]
[14209,1,10,0.10165685970888824]
[14209,1.25,10,0.12689687209662442]
[14209,1.5,10,0.15213688448436047]
[14209,2,10,0.20234592753174357]
[14209,3,10,0.29881542273149586]
[15478,0.1,0.5,0.10667056758338211]
[15478,0.2,0.5,0.20243807294714267]
[15478,0.4,0.5,0.36912424419738643]
[15478,0.6,0.5,0.50444704505558813]
[15478,0.8,0.5,0.61538911644236394]
[15478,1,0.5,0.7014628437682856]
[15478,1.25,0.5,0.78250438853130477]
[15478,1.5,0.5,0.84095962551199521]
[15478,2,0.5,0.91197581431636443]
[15478,3,0.5,0.96859762044080355]
[15478,0.1,0.75,8.4805929393407559E-2]
[15478,0.2,0.75,0.1626682270333529]
[15478,0.4,0.75,0.30462258630778233]
[15478,0.6,0.75,0.42525843573239719]
[15478,0.8,0.75,0.52939340745075092]
[15478,1,0.75,0.6180807489760094]
[15478,1.25,0.75,0.70694363175346209]
[15478,1.5,0.75,0.77552174761068848]
[15478,2,0.75,0.86838307002145509]
[15478,3,0.75,0.95075092646771997]
[15478,0.1,1,7.0255510044860608E-2]
[15478,0.2,1,0.13575190169689877]
[15478,0.4,1,0.25806514530914765]
[15478,0.6,1,0.36809050126779791]
[15478,0.8,1,0.46483323581041552]
[15478,1,1,0.55010727520967428]
[15478,1.25,1,0.64017944216890976]
[15478,1.5,1,0.71486249268578117]
[15478,2,1,0.82079188609323184]
[15478,3,1,0.93077823288472794]
[15478,0.1,2,4.0686561341915457E-2]
[15478,0.2,2,7.9929783499122414E-2]
[15478,0.4,2,0.15707041154671356]
[15478,0.6,2,0.23132436122488798]
[15478,0.8,2,0.30251609128145124]
[15478,1,2,0.3700799687926663]
[15478,1.25,2,0.45036083479617717]
[15478,1.5,2,0.5231129315389117]
[15478,2,2,0.6448020284766921]
[15478,3,2,0.8136141993368442]
[15478,0.1,3,2.8340159937585388E-2]
[15478,0.2,3,5.5802613614199414E-2]
[15478,0.4,3,0.11049346596450177]
[15478,0.6,3,0.16459918080748975]
[15478,0.8,3,0.21784669397308373]
[15478,1,3,0.26988492295689492]
[15478,1.25,3,0.33286522332748197]
[15478,1.5,3,0.39379754242246934]
[15478,2,3,0.50850399843963334]
[15478,3,3,0.69153501072752099]
[15478,0.1,5,1.7437097717963826E-2]
[15478,0.2,5,3.4191535010727518E-2]
[15478,0.4,5,6.7544372927638013E-2]
[15478,0.6,5,0.10099473376243426]
[15478,0.8,5,0.13448410376438469]
[15478,1,5,0.16797347376633512]
[15478,1.25,5,0.2097913009557246]
[15478,1.5,5,0.25149210064365135]
[15478,2,5,0.33382094792276185]
[15478,3,5,0.49009167154281258]
[15478,0.1,10,9.1281451141018814E-3]
[15478,0.2,10,1.7515116052272347E-2]
[15478,0.4,10,3.4328067095767606E-2]
[15478,0.6,10,5.1062999804954205E-2]
[15478,0.8,10,6.7817437097718036E-2]
[15478,1,10,8.461088355763606E-2]
[15478,1.25,10,0.10559781548663938]
[15478,1.5,10,0.12662375658279704]
[15478,2,10,0.16869514335868929]
[15478,3,10,0.25295494441193683]
[15550,0.1,0.5,0.10508792265765644]
[15550,0.2,0.5,0.19959553111204273]
[15550,0.4,0.5,0.36463856758823088]
[15550,0.6,0.5,0.50208400128246233]
[15550,0.8,0.5,0.61560658001825042]
[15550,1,0.5,0.70693269539053449]
[15550,1.25,0.5,0.79248773028830732]
[15550,1.5,0.5,0.85219621673613333]
[15550,2,0.5,0.92697363553407164]
[15550,3,0.5,0.98473376575332328]
[15550,0.1,0.75,8.4642513626162111E-2]
[15550,0.2,0.75,0.1621574962389325]
[15550,0.4,0.75,0.30081140404962137]
[15550,0.6,0.75,0.42180679211778921]
[15550,0.8,0.75,0.52701802846079848]
[15550,1,0.75,0.61669174044935504]
[15550,1.25,0.75,0.70720398549831054]
[15550,1.5,0.75,0.77798604089081802]
[15550,2,0.75,0.87237033565985156]
[15550,3,0.75,0.96421436851061726]
[15550,0.1,1,7.1078008237354134E-2]
[15550,0.2,1,0.13690285347867895]
[15550,0.4,1,0.25775026512442345]
[15550,0.6,1,0.36547710064862993]
[15550,0.8,1,0.46250030828421335]
[15550,1,1,0.5479813549707746]
[15550,1.25,1,0.63824697264902464]
[15550,1.5,1,0.71105137248131789]
[15550,2,1,0.81756973388906706]
[15550,3,1,0.93215281031888919]
[15550,0.1,2,4.2691197869139386E-2]
[15550,0.2,2,8.3434039509704683E-2]
[15550,0.4,2,0.16237946087256755]
[15550,0.6,2,0.23747749525242307]
[15550,0.8,2,0.30811157422250718]
[15550,1,2,0.37497225442079557]
[15550,1.25,2,0.4535723974646706]
[15550,1.5,2,0.52447776654253087]
[15550,2,2,0.64021999161466936]
[15550,3,2,0.79830813623695962]
[15550,0.1,3,2.994056280365992E-2]
[15550,0.2,3,5.8771302439144593E-2]
[15550,0.4,3,0.11586553875749132]
[15550,0.6,3,0.17209657927836819]
[15550,0.8,3,0.2266998791525883]
[15550,1,3,0.2795767874318692]
[15550,1.25,3,0.34365057834118429]
[15550,1.5,3,0.40575135028485459]
[15550,2,3,0.51944656818013657]
[15550,3,3,0.68374972254420796]
[15550,0.1,5,1.8521715539990571E-2]
[15550,0.2,5,3.6254223493723307E-2]
[15550,0.4,5,7.1521937504624239E-2]
[15550,0.6,5,0.10681431425259566]
[15550,0.8,5,0.14203270278935559]
[15550,1,5,0.17715244037783315]
[15550,1.25,5,0.22090413594100669]
[15550,1.5,5,0.26431055318519248]
[15550,2,5,0.34821318469923784]
[15550,3,5,0.50859496386909009]
[15550,0.1,10,9.7417811428711382E-3]
[15550,0.2,10,1.8595703751202255E-2]
[15550,0.4,10,3.6426862653217179E-2]
[15550,0.6,10,5.4208696081091093E-2]
[15550,0.8,10,7.2015192246035337E-2]
[15550,1,10,8.9821688410979761E-2]
[15550,1.25,10,0.11211680272276617]
[15550,1.5,10,0.13443657977162307]
[15550,2,10,0.1791254593434779]
[15550,3,10,0.26857720669839935]
[20487,0.1,0.5,0.16937004903809888]
[20487,0.2,0.5,0.29561171884823334]
[20487,0.4,0.5,0.48648308814283925]
[20487,0.6,0.5,0.62617880045265939]
[20487,0.8,0.5,0.729787501571734]
[20487,1,0.5,0.80447629825223188]
[20487,1.25,0.5,0.86457940399849109]
[20487,1.5,0.5,0.9039356217779454]
[20487,2,0.5,0.95008173016471764]
[20487,3,0.5,0.98227084119200303]
[20487,0.1,0.75,0.14208474789387651]
[20487,0.2,0.75,0.25336351062492146]
[20487,0.4,0.75,0.42902049541053688]
[20487,0.6,0.75,0.5609204073934364]
[20487,0.8,0.75,0.6655350182321137]
[20487,1,0.75,0.74449893122092292]
[20487,1.25,0.75,0.81881051175656983]
[20487,1.5,0.75,0.86935747516660389]
[20487,2,0.75,0.9244310323148498]
[20487,3,0.75,0.97346913114547962]
[20487,0.1,1,0.12334967936627686]
[20487,0.2,1,0.22368917389664275]
[20487,0.4,1,0.38840689048157934]
[20487,0.6,1,0.51552873129636612]
[20487,0.8,1,0.61850873884068913]
[20487,1,1,0.69797560668929959]
[20487,1.25,1,0.77832264554256259]
[20487,1.5,1,0.83490506727021252]
[20487,2,1,0.90443857663774674]
[20487,3,1,0.96177543065509863]
[20487,0.1,2,8.2861813152269662E-2]
[20487,0.2,2,0.15729913240286689]
[20487,0.4,2,0.28442097321765375]
[20487,0.6,2,0.39657990695335094]
[20487,0.8,2,0.49339871746510755]
[20487,1,2,0.57462592732302276]
[20487,1.25,2,0.65535018232113662]
[20487,1.5,2,0.72211743995976363]
[20487,2,2,0.82094806991072544]
[20487,3,2,0.92141330315604175]
[20487,0.1,3,6.2617880045265958E-2]
[20487,0.2,3,0.12158933735697228]
[20487,0.4,3,0.22796429020495418]
[20487,0.6,3,0.32314849742235635]
[20487,0.8,3,0.41053690431283796]
[20487,1,3,0.48560291713818682]
[20487,1.25,3,0.5682132528605558]
[20487,1.5,3,0.63774676222809012]
[20487,2,3,0.74965421853388647]
[20487,3,3,0.88079969822708415]
[20487,0.1,5,4.2625424368163009E-2]
[20487,0.2,5,8.4119200301772973E-2]
[20487,0.4,5,0.16383754558028416]
[20487,0.6,5,0.23752043254117944]
[20487,0.8,5,0.30717968062366408]
[20487,1,5,0.37331824468753932]
[20487,1.25,5,0.4466239155035836]
[20487,1.5,5,0.51301395699735952]
[20487,2,5,0.62605306173770903]
[20487,3,5,0.79492015591600651]
[20487,0.1,10,2.4141833270463996E-2]
[20487,0.2,10,4.7277756821325324E-2]
[20487,0.4,10,9.3172387778196974E-2]
[20487,0.6,10,0.13843832516031684]
[20487,0.8,10,0.18370426254243685]
[20487,1,10,0.22809002891990443]
[20487,1.25,10,0.28228341506349808]
[20487,1.5,10,0.3349679366276877]
[20487,2,10,0.43493021501320261]
[20487,3,10,0.6044260027662518]
[24645,0.1,0.5,0.17506244796003334]
[24645,0.2,0.5,0.30578684429641972]
[24645,0.4,0.5,0.5022897585345546]
[24645,0.6,0.5,0.6482098251457119]
[24645,0.8,0.5,0.75312239800166525]
[24645,1,0.5,0.83368026644462945]
[24645,1.25,0.5,0.90507910074937548]
[24645,1.5,0.5,0.94837635303913403]
[24645,2,0.5,0.99104912572855952]
[24645,3,0.5,1]
[24645,0.1,0.75,0.15237302248126564]
[24645,0.2,0.75,0.27081598667776852]
[24645,0.4,0.75,0.45212323064113241]
[24645,0.6,0.75,0.58867610324729391]
[24645,0.8,0.75,0.69317235636969188]
[24645,1,0.75,0.77830974188176527]
[24645,1.25,0.75,0.85636969192339729]
[24645,1.5,0.75,0.91361365528726057]
[24645,2,0.75,0.97335553705245625]
[24645,3,0.75,0.9997918401332222]
[24645,0.1,1,0.13717735220649471]
[24645,0.2,1,0.24562864279766863]
[24645,0.4,1,0.41611157368859286]
[24645,0.6,1,0.54683597002497919]
[24645,0.8,1,0.64654454621149049]
[24645,1,1,0.72980849292256456]
[24645,1.25,1,0.81494587843463773]
[24645,1.5,1,0.87614487926727735]
[24645,2,1,0.9533721898417985]
[24645,3,1,0.9979184013322232]
[24645,0.1,2,0.10220649458784357]
[24645,0.2,2,0.18921731890091595]
[24645,0.4,2,0.33118234804329727]
[24645,0.6,2,0.44462947543713571]
[24645,0.8,2,0.53975853455453793]
[24645,1,2,0.61511240632805997]
[24645,1.25,2,0.69525395503746878]
[24645,1.5,2,0.76269775187343891]
[24645,2,2,0.8665695253955038]
[24645,3,2,0.96940049958368024]
[24645,0.1,3,8.2847626977518851E-2]
[24645,0.2,3,0.15757701915070785]
[24645,0.4,3,0.28288925895087436]
[24645,0.6,3,0.38592839300582849]
[24645,0.8,3,0.47293921731890093]
[24645,1,3,0.5487094088259783]
[24645,1.25,3,0.62864279766860953]
[24645,1.5,3,0.69317235636969188]
[24645,2,3,0.79829308909242302]
[24645,3,3,0.9258950874271441]
[24645,0.1,5,6.0990840965861812E-2]
[24645,0.2,5,0.1174021648626145]
[24645,0.4,5,0.22169025811823487]
[24645,0.6,5,0.31432139883430477]
[24645,0.8,5,0.39238134887593673]
[24645,1,5,0.46294754371357205]
[24645,1.25,5,0.54371357202331394]
[24645,1.5,5,0.61115736885928384]
[24645,2,5,0.71752706078268103]
[24645,3,5,0.86011656952539561]
[24645,0.1,10,3.6844296419650389E-2]
[24645,0.2,10,7.1815154038301549E-2]
[24645,0.4,10,0.13946711074104912]
[24645,0.6,10,0.20420482930890929]
[24645,0.8,10,0.26769358867610332]
[24645,1,10,0.32910074937552047]
[24645,1.25,10,0.39862614487926734]
[24645,1.5,10,0.46107410491257289]
[24645,2,10,0.57535387177352204]
[24645,3,10,0.74812656119900089]
[26323,0.1,0.5,0.13429237322189178]
[26323,0.2,0.5,0.24439443864019936]
[26323,0.4,0.5,0.41935224624286749]
[26323,0.6,0.5,0.54994776179377969]
[26323,0.8,0.5,0.64976291891023075]
[26323,1,0.5,0.72578960057863851]
[26323,1.25,0.5,0.79538696455838631]
[26323,1.5,0.5,0.84778590372096763]
[26323,2,0.5,0.91593667122076672]
[26323,3,0.5,0.97476492807200832]
[26323,0.1,0.75,0.109941332476091]
[26323,0.2,0.75,0.20461303544161372]
[26323,0.4,0.75,0.36044362292051751]
[26323,0.6,0.75,0.48460982078276937]
[26323,0.8,0.75,0.58289801494816362]
[26323,1,0.75,0.66165715663425229]
[26323,1.25,0.75,0.73768383830266016]
[26323,1.5,0.75,0.7938600016073295]
[26323,2,0.75,0.87366390741782518]
[26323,3,0.75,0.95386964558386245]
[26323,0.1,1,9.4028771196656757E-2]
[26323,0.2,1,0.17760990114924047]
[26323,0.4,1,0.31905489029976686]
[26323,0.6,1,0.43614883870449245]
[26323,0.8,1,0.53154383990998955]
[26323,1,1,0.61134774572048534]
[26323,1.25,1,0.69187494977095554]
[26323,1.5,1,0.75206943663103765]
[26323,2,1,0.83685606365024512]
[26323,3,1,0.92927750542473675]
[26323,0.1,2,6.1962549224463474E-2]
[26323,0.2,2,0.12022824077794748]
[26323,0.4,2,0.22494575263200189]
[26323,0.6,2,0.31849232500200908]
[26323,0.8,2,0.40135015671461866]
[26323,1,2,0.47633207425861929]
[26323,1.25,2,0.55710037772241416]
[26323,1.5,2,0.62444748051113075]
[26323,2,2,0.73173671944064944]
[26323,3,2,0.85453668729406085]
[26323,0.1,3,4.7014385598328302E-2]
[26323,0.2,3,9.1858876476733825E-2]
[26323,0.4,3,0.17576147231375067]
[26323,0.6,3,0.25323475046210719]
[26323,0.8,3,0.32548420798842714]
[26323,1,3,0.3918669131238447]
[26323,1.25,3,0.46676846419673712]
[26323,1.5,3,0.53507996463875274]
[26323,2,3,0.64686972595033354]
[26323,3,3,0.79233303865627258]
[26323,0.1,5,3.262878726995088E-2]
[26323,0.2,5,6.3730611588845076E-2]
[26323,0.4,5,0.12424656433336008]
[26323,0.6,5,0.18211042353130275]
[26323,0.8,5,0.23692035682713175]
[26323,1,5,0.29004259422968737]
[26323,1.25,5,0.35272844169412515]
[26323,1.5,5,0.41187816442979991]
[26323,2,5,0.51611347745720482]
[26323,3,5,0.68399903560234665]
[26323,0.1,10,1.9207586594872539E-2]
[26323,0.2,10,3.7531142007554349E-2]
[26323,0.4,10,7.3776420477376786E-2]
[26323,0.6,10,0.10961986659165789]
[26323,0.8,10,0.14506148035039779]
[26323,1,10,0.17994052881137981]
[26323,1.25,10,0.22261512496986255]
[26323,1.5,10,0.26448605641726275]
[26323,2,10,0.34469179458329985]
[26323,3,10,0.48894961022261513]
[26481,0.1,0.5,0.13966282165039928]
[26481,0.2,0.5,0.25252883762200534]
[26481,0.4,0.5,0.42910381543921911]
[26481,0.6,0.5,0.56787932564330079]
[26481,0.8,0.5,0.67719609582963625]
[26481,1,0.5,0.75936113575865127]
[26481,1.25,0.5,0.83513753327417917]
[26481,1.5,0.5,0.88961845607808343]
[26481,2,0.5,0.95102040816326538]
[26481,3,0.5,0.98970718722271522]
[26481,0.1,0.75,0.12457852706299911]
[26481,0.2,0.75,0.22679680567879318]
[26481,0.4,0.75,0.38881987577639748]
[26481,0.6,0.75,0.52014196983141081]
[26481,0.8,0.75,0.6262644188110027]
[26481,1,0.75,0.7107364685004437]
[26481,1.25,0.75,0.78881987577639756]
[26481,1.5,0.75,0.84897959183673466]
[26481,2,0.75,0.92617568766637082]
[26481,3,0.75,0.98225377107364686]
[26481,0.1,1,0.11322094055013308]
[26481,0.2,1,0.20763087843833186]
[26481,0.4,1,0.3602484472049689]
[26481,0.6,1,0.48482697426796806]
[26481,0.8,1,0.58864241348713398]
[26481,1,1,0.67471162377994676]
[26481,1.25,1,0.75510204081632659]
[26481,1.5,1,0.81952085181898859]
[26481,2,1,0.90275066548358474]
[26481,3,1,0.97444543034605147]
[26481,0.1,2,8.6779059449866885E-2]
[26481,0.2,2,0.16113575865128651]
[26481,0.4,2,0.28731144631765748]
[26481,0.6,2,0.39183673469387753]
[26481,0.8,2,0.48358473824312331]
[26481,1,2,0.56663708961845605]
[26481,1.25,2,0.65377107364685005]
[26481,1.5,2,0.72298136645962729]
[26481,2,2,0.82661934338952969]
[26481,3,2,0.93913043478260871]
[26481,0.1,3,7.0984915705412502E-2]
[26481,0.2,3,0.13291925465838503]
[26481,0.4,3,0.24312333629103819]
[26481,0.6,3,0.33611357586512863]
[26481,0.8,3,0.41756876663708958]
[26481,1,3,0.49370008873114457]
[26481,1.25,3,0.57817213842058568]
[26481,1.5,3,0.65004436557231582]
[26481,2,3,0.76184560780834065]
[26481,3,3,0.90079858030168591]
[26481,0.1,5,5.1641526175687576E-2]
[26481,0.2,5,9.9023957409050553E-2]
[26481,0.4,5,0.18722271517302569]
[26481,0.6,5,0.26725820763087849]
[26481,0.8,5,0.33717834960070986]
[26481,1,5,0.40212954747116231]
[26481,1.25,5,0.47648624667258205]
[26481,1.5,5,0.54374445430346041]
[26481,2,5,0.65607808340727602]
[26481,3,5,0.82519964507542143]
[26481,0.1,10,3.1943212067435618E-2]
[26481,0.2,10,6.1934338952972533E-2]
[26481,0.4,10,0.12067435669920137]
[26481,0.6,10,0.1774622892635315]
[26481,0.8,10,0.23087843833185451]
[26481,1,10,0.28021295474711622]
[26481,1.25,10,0.3393078970718722]
[26481,1.5,10,0.39591836734693875]
[26481,2,10,0.50026619343389533]
[26481,3,10,0.67275953859804782]
[28820,0.1,0.5,0.13759036144578315]
[28820,0.2,0.5,0.25240963855421694]
[28820,0.4,0.5,0.43975903614457834]
[28820,0.6,0.5,0.57975903614457835]
[28820,0.8,0.5,0.68686746987951808]
[28820,1,0.5,0.76674698795180729]
[28820,1.25,0.5,0.84060240963855415]
[28820,1.5,0.5,0.89216867469879524]
[28820,2,0.5,0.95096385542168671]
[28820,3,0.5,0.9855421686746989]
[28820,0.1,0.75,0.11819277108433743]
[28820,0.2,0.75,0.21891566265060253]
[28820,0.4,0.75,0.38807228915662662]
[28820,0.6,0.75,0.52518072289156637]
[28820,0.8,0.75,0.63192771084337351]
[28820,1,0.75,0.7124096385542168]
[28820,1.25,0.75,0.78975903614457832]
[28820,1.5,0.75,0.84722891566265068]
[28820,2,0.75,0.92397590361445781]
[28820,3,0.75,0.97722891566265058]
[28820,0.1,1,0.10409638554216875]
[28820,0.2,1,0.19421686746987962]
[28820,0.4,1,0.3493975903614458]
[28820,0.6,1,0.47939759036144586]
[28820,0.8,1,0.58674698795180735]
[28820,1,1,0.67156626506024097]
[28820,1.25,1,0.75168674698795179]
[28820,1.5,1,0.81216867469879517]
[28820,2,1,0.89518072289156625]
[28820,3,1,0.96831325301204818]
[28820,0.1,2,7.1204819277108561E-2]
[28820,0.2,2,0.13578313253012056]
[28820,0.4,2,0.25373493975903622]
[28820,0.6,2,0.35987951807228924]
[28820,0.8,2,0.4559036144578314]
[28820,1,2,0.53963855421686757]
[28820,1.25,2,0.62807228915662661]
[28820,1.5,2,0.70216867469879529]
[28820,2,2,0.81228915662650603]
[28820,3,2,0.9212048192771084]
[28820,0.1,3,5.4457831325301305E-2]
[28820,0.2,3,0.10481927710843385]
[28820,0.4,3,0.19903614457831337]
[28820,0.6,3,0.28542168674698798]
[28820,0.8,3,0.36626506024096395]
[28820,1,3,0.44120481927710847]
[28820,1.25,3,0.52554216867469872]
[28820,1.5,3,0.60024096385542181]
[28820,2,3,0.72819277108433733]
[28820,3,3,0.87963855421686754]
[28820,0.1,5,3.7831325301204928E-2]
[28820,0.2,5,7.3253012048192831E-2]
[28820,0.4,5,0.14108433734939771]
[28820,0.6,5,0.20481927710843384]
[28820,0.8,5,0.26590361445783139]
[28820,1,5,0.32457831325301212]
[28820,1.25,5,0.39421686746987961]
[28820,1.5,5,0.45759036144578319]
[28820,2,5,0.57445783132530126]
[28820,3,5,0.76710843373493975]
[28820,0.1,10,2.1927710843373537E-2]
[28820,0.2,10,4.2289156626506126E-2]
[28820,0.4,10,8.3132530120481968E-2]
[28820,0.6,10,0.12337349397590372]
[28820,0.8,10,0.16253012048192783]
[28820,1,10,0.20084337349397596]
[28820,1.25,10,0.24831325301204826]
[28820,1.5,10,0.29481927710843381]
[28820,2,10,0.38542168674698801]
[28820,3,10,0.54771084337349407]
[29439,0.1,0.5,0.16564147627416512]
[29439,0.2,0.5,0.29437609841827755]
[29439,0.4,0.5,0.49868189806678376]
[29439,0.6,0.5,0.64608963093145877]
[29439,0.8,0.5,0.75153778558875217]
[29439,1,0.5,0.82820738137082595]
[29439,1.25,0.5,0.88927943760984196]
[29439,1.5,0.5,0.92948154657293502]
[29439,2,0.5,0.97473637961335668]
[29439,3,0.5,0.99868189806678376]
[29439,0.1,0.75,0.14411247803163441]
[29439,0.2,0.75,0.25966608084358517]
[29439,0.4,0.75,0.45101054481546565]
[29439,0.6,0.75,0.59468365553602809]
[29439,0.8,0.75,0.70320738137082595]
[29439,1,0.75,0.78471001757469239]
[29439,1.25,0.75,0.85896309314586994]
[29439,1.5,0.75,0.90575571177504388]
[29439,2,0.75,0.95957820738137078]
[29439,3,0.75,0.99582601054481545]
[29439,0.1,1,0.12785588752196825]
[29439,0.2,1,0.23396309314586985]
[29439,0.4,1,0.41058875219683655]
[29439,0.6,1,0.5527240773286467]
[29439,0.8,1,0.66212653778558872]
[29439,1,1,0.74648506151142358]
[29439,1.25,1,0.82557117750439368]
[29439,1.5,1,0.88071177504393672]
[29439,2,1,0.94661687170474507]
[29439,3,1,0.99297012302284704]
[29439,0.1,2,9.0729349736379486E-2]
[29439,0.2,2,0.16783831282952547]
[29439,0.4,2,0.30514059753954303]
[29439,0.6,2,0.42574692442882245]
[29439,0.8,2,0.53317223198594021]
[29439,1,2,0.62697715289982425]
[29439,1.25,2,0.718585237258348]
[29439,1.5,2,0.78536906854130051]
[29439,2,2,0.88576449912126543]
[29439,3,2,0.97956942003514935]
[29439,0.1,3,7.0518453427064975E-2]
[29439,0.2,3,0.13290861159929693]
[29439,0.4,3,0.24604569420035144]
[29439,0.6,3,0.3495166959578207]
[29439,0.8,3,0.44310193321616864]
[29439,1,3,0.52899824253075567]
[29439,1.25,3,0.62675746924428821]
[29439,1.5,3,0.70782073813708257]
[29439,2,3,0.81942003514938488]
[29439,3,3,0.94727592267135319]
[29439,0.1,5,4.9209138840070152E-2]
[29439,0.2,5,9.4244288224955938E-2]
[29439,0.4,5,0.17860281195079081]
[29439,0.6,5,0.25724956063268889]
[29439,0.8,5,0.33369947275922668]
[29439,1,5,0.40685413005272397]
[29439,1.25,5,0.49165202108963085]
[29439,1.5,5,0.5689806678383128]
[29439,2,5,0.70123022847100169]
[29439,3,5,0.87631810193321624]
[29439,0.1,10,2.7899824253075526E-2]
[29439,0.2,10,5.4261862917398929E-2]
[29439,0.4,10,0.10610720562390151]
[29439,0.6,10,0.15663444639718799]
[29439,0.8,10,0.20606326889279433]
[29439,1,10,0.25417398945518449]
[29439,1.25,10,0.31282952548330395]
[29439,1.5,10,0.37082601054481545]
[29439,2,10,0.48440246045694196]
[29439,3,10,0.67618629173989453]
[29660,0.1,0.5,0.1583775953645582]
[29660,0.2,0.5,0.27667793336552399]
[29660,0.4,0.5,0.45919845485272814]
[29660,0.6,0.5,0.58715596330275233]
[29660,0.8,0.5,0.68083051665861904]
[29660,1,0.5,0.75084500241429264]
[29660,1.25,0.5,0.81023660067600189]
[29660,1.5,0.5,0.85176243360695325]
[29660,2,0.5,0.91018831482375673]
[29660,3,0.5,0.96957991308546587]
[29660,0.1,0.75,0.14582327378078236]
[29660,0.2,0.75,0.25494929985514253]
[29660,0.4,0.75,0.42781265089328829]
[29660,0.6,0.75,0.55480444229840653]
[29660,0.8,0.75,0.65041042974408503]
[29660,1,0.75,0.72187349106711729]
[29660,1.25,0.75,0.78561081603090299]
[29660,1.5,0.75,0.83148237566393046]
[29660,2,0.75,0.89377112506035739]
[29660,3,0.75,0.95799130854659587]
[29660,0.1,1,0.13713182037662977]
[29660,0.2,1,0.23998068565910191]
[29660,0.4,1,0.405118300338001]
[29660,0.6,1,0.52969579913085474]
[29660,0.8,1,0.62530178657653313]
[29660,1,1,0.70062771607918872]
[29660,1.25,1,0.76871076774505065]
[29660,1.5,1,0.8169966199903429]
[29660,2,1,0.88363109608884594]
[29660,3,1,0.95123128923225497]
[29660,0.1,2,0.11492032834379536]
[29660,0.2,2,0.20424915499758581]
[29660,0.4,2,0.34572670207629169]
[29660,0.6,2,0.45774987928536942]
[29660,0.8,2,0.54949299855142442]
[29660,1,2,0.6262675036214389]
[29660,1.25,2,0.70400772573635928]
[29660,1.5,2,0.76726219217769198]
[29660,2,2,0.85127957508450025]
[29660,3,2,0.93964268469338486]
[29660,0.1,3,0.10188314823756642]
[29660,0.2,3,0.18300338000965727]
[29660,0.4,3,0.31482375663930473]
[29660,0.6,3,0.41863833896668284]
[29660,0.8,3,0.50555287300820861]
[29660,1,3,0.5828102366006761]
[29660,1.25,3,0.65813616610333181]
[29660,1.5,3,0.72283920811202329]
[29660,2,3,0.82037662964751334]
[29660,3,3,0.92660550458715596]
[29660,0.1,5,8.5948816996620062E-2]
[29660,0.2,5,0.15644616127474653]
[29660,0.4,5,0.27812650893288265]
[29660,0.6,5,0.37324963785610821]
[29660,0.8,5,0.4534041525832932]
[29660,1,5,0.52728150651859007]
[29660,1.25,5,0.60309029454369867]
[29660,1.5,5,0.66875905359729604]
[29660,2,5,0.76919362626750365]
[29660,3,5,0.89715113471752772]
[29660,0.1,10,6.2771607918879813E-2]
[29660,0.2,10,0.11781747947851288]
[29660,0.4,10,0.21680347658136168]
[29660,0.6,10,0.30033800096571706]
[29660,0.8,10,0.37373249637856115]
[29660,1,10,0.44278126508932891]
[29660,1.25,10,0.51955577015934329]
[29660,1.5,10,0.58715596330275233]
[29660,2,10,0.69531627233220672]
[29660,3,10,0.84403669724770647]
[30220,0.1,0.5,0.11014839402518789]
[30220,0.2,0.5,0.20977740896221805]
[30220,0.4,0.5,0.38438445767841456]
[30220,0.6,0.5,0.52611539588011325]
[30220,0.8,0.5,0.63782583227570055]
[30220,1,0.5,0.72337205896709955]
[30220,1.25,0.5,0.80064434247778971]
[30220,1.5,0.5,0.85621888118715228]
[30220,2,0.5,0.92651078785512053]
[30220,3,0.5,0.98120667773113335]
[30220,0.1,0.75,8.8279800839597883E-2]
[30220,0.2,0.75,0.16975007322073607]
[30220,0.4,0.75,0.31748511178365718]
[30220,0.6,0.75,0.44469393732304996]
[30220,0.8,0.75,0.55310944059357614]
[30220,1,0.75,0.64287806306746076]
[30220,1.25,0.75,0.72871717270330949]
[30220,1.5,0.75,0.79351752416284294]
[30220,2,0.75,0.88096748999316599]
[30220,3,0.75,0.96614761300400276]
[30220,0.1,1,7.4099384945816693E-2]
[30220,0.2,1,0.14339060822024796]
[30220,0.4,1,0.27130723420872788]
[30220,0.6,1,0.38514107195157671]
[30220,0.8,1,0.4861124670506688]
[30220,1,1,0.57427023333007909]
[30220,1.25,1,0.66538123596602561]
[30220,1.5,1,0.73530703895343164]
[30220,2,1,0.83649809626086113]
[30220,3,1,0.94449868202674991]
[30220,0.1,2,4.5274821829542219E-2]
[30220,0.2,2,8.8597090696085193E-2]
[30220,0.4,2,0.17250805428097232]
[30220,0.6,2,0.25224543590744902]
[30220,0.8,2,0.32776042175144005]
[30220,1,2,0.39729571414624626]
[30220,1.25,2,0.47700868886068537]
[30220,1.5,2,0.54830127892219072]
[30220,2,2,0.66840769305867431]
[30220,3,2,0.83264180415893785]
[30220,0.1,3,3.238797227374788E-2]
[30220,0.2,3,6.3506785121546519E-2]
[30220,0.4,3,0.12471932051156887]
[30220,0.6,3,0.18466269647564196]
[30220,0.8,3,0.24301962315727815]
[30220,1,3,0.29913111393146541]
[30220,1.25,3,0.36566435614566051]
[30220,1.5,3,0.42782876110514495]
[30220,2,3,0.53817241042663277]
[30220,3,3,0.71673337889290245]
[30220,0.1,5,2.0501806111490856E-2]
[30220,0.2,5,4.0149370301669506E-2]
[30220,0.4,5,7.9053988089427027E-2]
[30220,0.6,5,0.11764131602069706]
[30220,0.8,5,0.15617983012789224]
[30220,1,5,0.19442546129063754]
[30220,1.25,5,0.24175046373132872]
[30220,1.5,5,0.28785512057014545]
[30220,2,5,0.37774577760421751]
[30220,3,5,0.53695206482475832]
[30220,0.1,10,1.0861075856682618E-2]
[30220,0.2,10,2.0892316704090638E-2]
[30220,0.4,10,4.1028019135019148E-2]
[30220,0.6,10,6.1139314653910044E-2]
[30220,0.8,10,8.1128575612613441E-2]
[30220,1,10,0.10106902274724197]
[30220,1.25,10,0.12603729376159331]
[30220,1.5,10,0.15100556477594465]
[30220,2,10,0.20082007224445966]
[30220,3,10,0.30035145953333986]
[30458,0.1,0.5,0.11251295720420552]
[30458,0.2,0.5,0.21317932770620465]
[30458,0.4,0.5,0.38764993336294984]
[30458,0.6,0.5,0.52782467051680737]
[30458,0.8,0.5,0.63859025618243748]
[30458,1,0.5,0.72213830889974828]
[30458,1.25,0.5,0.79786761439360288]
[30458,1.5,0.5,0.85274692729157409]
[30458,2,0.5,0.92201984303272622]
[30458,3,0.5,0.97941655560491636]
[30458,0.1,0.75,9.0270990670813026E-2]
[30458,0.2,0.75,0.17269361765141417]
[30458,0.4,0.75,0.32187176069894868]
[30458,0.6,0.75,0.44839330667851324]
[30458,0.8,0.75,0.55276173552495189]
[30458,1,0.75,0.63844217384865987]
[30458,1.25,0.75,0.72166444543165997]
[30458,1.5,0.75,0.78365171035095516]
[30458,2,0.75,0.86871020287279732]
[30458,3,0.75,0.95208055678957493]
[30458,0.1,1,7.5788538427365645E-2]
[30458,0.2,1,0.14606841403820531]
[30458,0.4,1,0.27638086776247595]
[30458,0.6,1,0.39099659410632315]
[30458,0.8,1,0.48970827780245818]
[30458,1,1,0.57313786465274696]
[30458,1.25,1,0.65884791944321053]
[30458,1.5,1,0.72518880497556637]
[30458,2,1,0.81833259292166449]
[30458,3,1,0.92252332296757]
[30458,0.1,2,4.5727824670516927E-2]
[30458,0.2,2,8.9826743669480263E-2]
[30458,0.4,2,0.17414482452243443]
[30458,0.6,2,0.25416851769583892]
[30458,0.8,2,0.32883163038649493]
[30458,1,2,0.39822301199466908]
[30458,1.25,2,0.47786169110025178]
[30458,1.5,2,0.54852658077891314]
[30458,2,2,0.66071375684880795]
[30458,3,2,0.7989338071968014]
[30458,0.1,3,3.2281948763512612E-2]
[30458,0.2,3,6.3616170590848495E-2]
[30458,0.4,3,0.12548496964312164]
[30458,0.6,3,0.18545831482304162]
[30458,0.8,3,0.2437139049311417]
[30458,1,3,0.29998519176662225]
[30458,1.25,3,0.3670664889678662]
[30458,1.5,3,0.42890567155338366]
[30458,2,3,0.53824966681474895]
[30458,3,3,0.70217681030653056]
[30458,0.1,5,2.0228046794017469E-2]
[30458,0.2,5,3.9893380719680183E-2]
[30458,0.4,5,7.9016733303716849E-2]
[30458,0.6,5,0.11793277062046495]
[30458,0.8,5,0.1565822597364134]
[30458,1,5,0.19499481711831776]
[30458,1.25,5,0.24264771212794317]
[30458,1.5,5,0.28976751073596918]
[30458,2,5,0.37903154153709467]
[30458,3,5,0.53771657041314969]
[30458,0.1,10,1.0661928031985768E-2]
[30458,0.2,10,2.0672293795350224E-2]
[30458,0.4,10,4.0752258255590042E-2]
[30458,0.6,10,6.083222271583006E-2]
[30458,0.8,10,8.0912187176069877E-2]
[30458,1,10,0.10099215163630978]
[30458,1.25,10,0.12610691544498739]
[30458,1.5,10,0.15116244632015399]
[30458,2,10,0.20130312453724272]
[30458,3,10,0.3011106175033319]
[32356,0.1,0.5,0.11312887143072971]
[32356,0.2,0.5,0.2146547816890769]
[32356,0.4,0.5,0.39132799516543287]
[32356,0.6,0.5,0.5383592687717178]
[32356,0.8,0.5,0.65429823236138385]
[32356,1,0.5,0.74050460794681972]
[32356,1.25,0.5,0.81773681825049105]
[32356,1.5,0.5,0.87079619277836529]
[32356,2,0.5,0.93515636803142466]
[32356,3,0.5,0.9836531198066174]
[32356,0.1,0.75,8.956035654932766E-2]
[32356,0.2,0.75,0.17223145490255323]
[32356,0.4,0.75,0.32168001208641783]
[32356,0.6,0.75,0.45242483758875962]
[32356,0.8,0.75,0.56694364707659761]
[32356,1,0.75,0.65955582414261971]
[32356,1.25,0.75,0.74603414413053326]
[32356,1.5,0.75,0.81117993654630616]
[32356,2,0.75,0.89400211512313044]
[32356,3,0.75,0.96939114669889714]
[32356,0.1,1,7.4301253965855865E-2]
[32356,0.2,1,0.14379815682127212]
[32356,0.4,1,0.27354585284786215]
[32356,0.6,1,0.38996827315304422]
[32356,0.8,1,0.49626831847711134]
[32356,1,1,0.58918265599033082]
[32356,1.25,1,0.68264088230850584]
[32356,1.5,1,0.75488744523341889]
[32356,2,1,0.85429823236138391]
[32356,3,1,0.94944855718386456]
[32356,0.1,2,4.314851185979747E-2]
[32356,0.2,2,8.4876869617766956E-2]
[32356,0.4,2,0.16555370901948932]
[32356,0.6,2,0.24363196857531347]
[32356,0.8,2,0.31923251246411838]
[32356,1,2,0.39105605076295513]
[32356,1.25,2,0.47496600694969021]
[32356,1.5,2,0.55283275419247624]
[32356,2,2,0.6837890920078562]
[32356,3,2,0.84459888200634536]
[32356,0.1,3,2.9944100317268459E-2]
[32356,0.2,3,5.9163015561262987E-2]
[32356,0.4,3,0.11666414866293993]
[32356,0.6,3,0.17347031273606284]
[32356,0.8,3,0.22961172382535128]
[32356,1,3,0.28478622148360772]
[32356,1.25,3,0.35165432844840605]
[32356,1.5,3,0.41625623205922346]
[32356,2,3,0.53709019489348842]
[32356,3,3,0.72862970237195945]
[32356,0.1,5,1.861308354736364E-2]
[32356,0.2,5,3.668227828977183E-2]
[32356,0.4,5,7.2518507327390805E-2]
[32356,0.6,5,0.10823387218613076]
[32356,0.8,5,0.14400966913431026]
[32356,1,5,0.1797854660824898]
[32356,1.25,5,0.22447499622299438]
[32356,1.5,5,0.26892279800574104]
[32356,2,5,0.3560960870222088]
[32356,3,5,0.5234627587248829]
[32356,0.1,10,9.6993503550384646E-3]
[32356,0.2,10,1.8794379815682126E-2]
[32356,0.4,10,3.7044870826408796E-2]
[32356,0.6,10,5.5295361837135466E-2]
[32356,0.8,10,7.357606889258192E-2]
[32356,1,10,9.1826559903308597E-2]
[32356,1.25,10,0.11470010575615651]
[32356,1.5,10,0.13757365160900431]
[32356,2,10,0.18335095935941978]
[32356,3,10,0.27460341441305325]
[32574,0.1,0.5,0.10673310928265145]
[32574,0.2,0.5,0.20428207208251242]
[32574,0.4,0.5,0.37507243017730901]
[32574,0.6,0.5,0.51283462741916785]
[32574,0.8,0.5,0.62292849692896046]
[32574,1,0.5,0.70880171514659862]
[32574,1.25,0.5,0.7908216479313942]
[32574,1.5,0.5,0.85273496349519062]
[32574,2,0.5,0.92655580020859896]
[32574,3,0.5,0.98050179626839717]
[32574,0.1,0.75,8.5641441650249145E-2]
[32574,0.2,0.75,0.16528566461930694]
[32574,0.4,0.75,0.31072546065592765]
[32574,0.6,0.75,0.4346100359253679]
[32574,0.8,0.75,0.54102445242785957]
[32574,1,0.75,0.62837524626260288]
[32574,1.25,0.75,0.71587090045196422]
[32574,1.5,0.75,0.78465059682466098]
[32574,2,0.75,0.8819388109862093]
[32574,3,0.75,0.96442229690578274]
[32574,0.1,1,7.1416154826746917E-2]
[32574,0.2,1,0.13883416386603309]
[32574,0.4,1,0.26515239309305821]
[32574,0.6,1,0.37686869857457411]
[32574,0.8,1,0.47543168385676199]
[32574,1,1,0.56194228763472021]
[32574,1.25,1,0.6519005678525901]
[32574,1.5,1,0.72566346042415109]
[32574,2,1,0.83364236875651865]
[32574,3,1,0.94228763472012989]
[32574,0.1,2,4.2270251477575509E-2]
[32574,0.2,2,8.2889094912504263E-2]
[32574,0.4,2,0.1625043458106385]
[32574,0.6,2,0.23948313825472242]
[32574,0.8,2,0.31240584076949818]
[32574,1,2,0.38133039749681308]
[32574,1.25,2,0.46007648626723835]
[32574,1.5,2,0.53198516629968706]
[32574,2,2,0.65540618843434928]
[32574,3,2,0.82642832309653491]
[32574,0.1,3,2.9783288909491213E-2]
[32574,0.2,3,5.8436667052960828E-2]
[32574,0.4,3,0.11513500985050402]
[32574,0.6,3,0.17134082744234552]
[32574,0.8,3,0.22682234326109624]
[32574,1,3,0.28062347896627654]
[32574,1.25,3,0.34563680611890141]
[32574,1.5,3,0.40734731718623246]
[32574,2,3,0.5179047398308031]
[32574,3,3,0.69970448487657888]
[32574,0.1,5,1.8571097462046538E-2]
[32574,0.2,5,3.6388921080078809E-2]
[32574,0.4,5,7.1879707961525138E-2]
[32574,0.6,5,0.10737049484297137]
[32574,0.8,5,0.14286128172441759]
[32574,1,5,0.17829412446401668]
[32574,1.25,5,0.22218681191331549]
[32574,1.5,5,0.26573183451153082]
[32574,2,5,0.35073589060146015]
[32574,3,5,0.50869162127708889]
[32574,0.1,10,9.8215320431104033E-3]
[32574,0.2,10,1.8773901958511884E-2]
[32574,0.4,10,3.6852474214856837E-2]
[32574,0.6,10,5.487310232935446E-2]
[32574,0.8,10,7.2893730443852084E-2]
[32574,1,10,9.0943330629273372E-2]
[32574,1.25,10,0.11354154594970441]
[32574,1.5,10,0.13613976127013555]
[32574,2,10,0.18139413605284505]
[32574,3,10,0.27196082976011116]
[32794,0.1,0.5,0.11004377814871971]
[32794,0.2,0.5,0.21016660892570319]
[32794,0.4,0.5,0.38313753897515046]
[32794,0.6,0.5,0.51988913735000475]
[32794,0.8,0.5,0.63182261976000753]
[32794,1,0.5,0.71941041227047964]
[32794,1.25,0.5,0.79865201096028471]
[32794,1.5,0.5,0.85269755283298165]
[32794,2,0.5,0.92003401467670309]
[32794,3,0.5,0.97552832981638371]
[32794,0.1,0.75,8.8217693930899871E-2]
[32794,0.2,0.75,0.17013637365752263]
[32794,0.4,0.75,0.31803722717394733]
[32794,0.6,0.75,0.44253724292148283]
[32794,0.8,0.75,0.54706938364146007]
[32794,1,0.75,0.63686183112342931]
[32794,1.25,0.75,0.72539447576454297]
[32794,1.5,0.75,0.78995937135838246]
[32794,2,0.75,0.87527951875531473]
[32794,3,0.75,0.95467859280022671]
[32794,0.1,1,7.4076407042297884E-2]
[32794,0.2,1,0.14364901892853768]
[32794,0.4,1,0.2727158199741741]
[32794,0.6,1,0.38635003621933162]
[32794,0.8,1,0.48455166766401059]
[32794,1,1,0.56886397278825862]
[32794,1.25,1,0.65909735126452706]
[32794,1.5,1,0.731945450536991]
[32794,2,1,0.82932821013511382]
[32794,3,1,0.92916758527290488]
[32794,0.1,2,4.4911971276495287E-2]
[32794,0.2,2,8.799722843375013E-2]
[32794,0.4,2,0.17167963213757048]
[32794,0.6,2,0.25139365689269638]
[32794,0.8,2,0.32638342099461432]
[32794,1,2,0.39636546880413215]
[32794,1.25,2,0.47491417593146673]
[32794,1.5,2,0.54404585682340711]
[32794,2,2,0.66108154073887437]
[32794,3,2,0.81748606343107311]
[32794,0.1,3,3.2093477370791532E-2]
[32794,0.2,3,6.2895656829706145E-2]
[32794,0.4,3,0.12361815375893674]
[32794,0.6,3,0.18311234291833328]
[32794,0.8,3,0.24115775881074611]
[32794,1,3,0.29765991622311111]
[32794,1.25,3,0.3648074076407043]
[32794,1.5,3,0.42855343138798785]
[32794,2,3,0.5379988031873012]
[32794,3,3,0.70605650215741234]
[32794,0.1,5,2.0377310950836256E-2]
[32794,0.2,5,4.0030235268180552E-2]
[32794,0.4,5,7.8863657837548465E-2]
[32794,0.6,5,0.11760259519385222]
[32794,0.8,5,0.15608957198198481]
[32794,1,5,0.19435608327296786]
[32794,1.25,5,0.24188214544423794]
[32794,1.5,5,0.2880224244905672]
[32794,2,5,0.37790935718560054]
[32794,3,5,0.5379988031873012]
[32794,0.1,10,1.0739819218292371E-2]
[32794,0.2,10,2.0786746874114206E-2]
[32794,0.4,10,4.0975087398822142E-2]
[32794,0.6,10,6.1131932852508661E-2]
[32794,0.8,10,8.1320273377216493E-2]
[32794,1,10,0.101477118830903]
[32794,1.25,10,0.12664168057698971]
[32794,1.5,10,0.15180624232307643]
[32794,2,10,0.20213536581524999]
[32794,3,10,0.30266763251551143]
[32810,0.1,0.5,0.11753877190770398]
[32810,0.2,0.5,0.2219896608246123]
[32810,0.4,0.5,0.40010087000378258]
[32810,0.6,0.5,0.54222670533350148]
[32810,0.8,0.5,0.6519228344471063]
[32810,1,0.5,0.73589711259614177]
[32810,1.25,0.5,0.81293657798512164]
[32810,1.5,0.5,0.86712898751733702]
[32810,2,0.5,0.9350397175639894]
[32810,3,0.5,0.98370949438910604]
[32810,0.1,0.75,9.2926490984743468E-2]
[32810,0.2,0.75,0.17831294918673554]
[32810,0.4,0.75,0.32835707981339052]
[32810,0.6,0.75,0.45701676963812887]
[32810,0.8,0.75,0.56509897869121173]
[32810,1,0.75,0.65320892699533473]
[32810,1.25,0.75,0.73882234270583791]
[32810,1.5,0.75,0.8034800151305006]
[32810,2,0.75,0.89010213087882994]
[32810,3,0.75,0.96850334131887528]
[32810,0.1,1,7.7468162905056176E-2]
[32810,0.2,1,0.14984239061908966]
[32810,0.4,1,0.28044382801664358]
[32810,0.6,1,0.39455301979573826]
[32810,0.8,1,0.49673433362753749]
[32810,1,1,0.58325557937208428]
[32810,1.25,1,0.67416467028117522]
[32810,1.5,1,0.74525280544698025]
[32810,2,1,0.84602193922582269]
[32810,3,1,0.94714411801790432]
[32810,0.1,2,4.6148026730550955E-2]
[32810,0.2,2,9.0682133400580095E-2]
[32810,0.4,2,0.17551380658176777]
[32810,0.6,2,0.25434371453788934]
[32810,0.8,2,0.33009708737864074]
[32810,1,2,0.40045391501702188]
[32810,1.25,2,0.48099861303744801]
[32810,1.5,2,0.55375110326566634]
[32810,2,2,0.67492119530954486]
[32810,3,2,0.8329088387340815]
[32810,0.1,3,3.2454923717059617E-2]
[32810,0.2,3,6.4027234901021343E-2]
[32810,0.4,3,0.12611272222922701]
[32810,0.6,3,0.1857268944647586]
[32810,0.8,3,0.24294540411045265]
[32810,1,3,0.29827260118522253]
[32810,1.25,3,0.36479636867986387]
[32810,1.5,3,0.42778968604211326]
[32810,2,3,0.54177279031647962]
[32810,3,3,0.72336401462615063]
[32810,0.1,5,2.032530576219908E-2]
[32810,0.2,5,4.0020174000756609E-2]
[32810,0.4,5,7.9309040474089099E-2]
[32810,0.6,5,0.11859790694742159]
[32810,0.8,5,0.15755894590846059]
[32810,1,5,0.19586432984491234]
[32810,1.25,5,0.24269322910099614]
[32810,1.5,5,0.28828647081074271]
[32810,2,5,0.37662337662337669]
[32810,3,5,0.53854495019543569]
[32810,0.1,10,1.0793090404741001E-2]
[32810,0.2,10,2.0854873282057703E-2]
[32810,0.4,10,4.1054091539528437E-2]
[32810,0.6,10,6.1228092296053568E-2]
[32810,0.8,10,8.140209305257852E-2]
[32810,1,10,0.10162652881099486]
[32810,1.25,10,0.1269196822594881]
[32810,1.5,10,0.15221283570798136]
[32810,2,10,0.20242088009078302]
[32810,3,10,0.30132391879964698]
[34248,0.1,0.5,0.10507180512634071]
[34248,0.2,0.5,0.19869114706417013]
[34248,0.4,0.5,0.36120705326304314]
[34248,0.6,0.5,0.49636429740047266]
[34248,0.8,0.5,0.60616251590619885]
[34248,1,0.5,0.69196509725504463]
[34248,1.25,0.5,0.77485911652426831]
[34248,1.5,0.5,0.83512088711143428]
[34248,2,0.5,0.91201599709143788]
[34248,3,0.5,0.96991456098891116]
[34248,0.1,0.75,8.5620796218869311E-2]
[34248,0.2,0.75,0.16278858389383752]
[34248,0.4,0.75,0.29985457189601894]
[34248,0.6,0.75,0.41674241047082355]
[34248,0.8,0.75,0.51772405017269585]
[34248,1,0.75,0.6027994910016361]
[34248,1.25,0.75,0.68932921287038718]
[34248,1.5,0.75,0.75886202508634792]
[34248,2,0.75,0.85693510270859841]
[34248,3,0.75,0.95046355208143973]
[34248,0.1,1,7.2259589165606236E-2]
[34248,0.2,1,0.138792946736957]
[34248,0.4,1,0.25849845482639527]
[34248,0.6,1,0.36220687147791314]
[34248,0.8,1,0.45637156880567176]
[34248,1,1,0.53844755499000185]
[34248,1.25,1,0.6203417560443556]
[34248,1.5,1,0.69341937829485545]
[34248,2,1,0.80185420832575904]
[34248,3,1,0.91928740229049266]
[34248,0.1,2,4.271950554444652E-2]
[34248,0.2,2,8.3348482094164678E-2]
[34248,0.4,2,0.16151608798400299]
[34248,0.6,2,0.23541174331939643]
[34248,0.8,2,0.30494455553535721]
[34248,1,2,0.36866024359207422]
[34248,1.25,2,0.44255589892746777]
[34248,1.5,2,0.51127067805853488]
[34248,2,2,0.62679512815851668]
[34248,3,2,0.79049263770223599]
[34248,0.1,3,2.9630976186148017E-2]
[34248,0.2,3,5.8353026722414214E-2]
[34248,0.4,3,0.11534266497000546]
[34248,0.6,3,0.1703326667878568]
[34248,0.8,3,0.22441374295582631]
[34248,1,3,0.27704053808398482]
[34248,1.25,3,0.33939283766587897]
[34248,1.5,3,0.39774586438829307]
[34248,2,3,0.50190874386475182]
[34248,3,3,0.66806035266315211]
[34248,0.1,5,1.8360298127613157E-2]
[34248,0.2,5,3.5993455735320923E-2]
[34248,0.4,5,7.116887838574816E-2]
[34248,0.6,5,0.1062534084711871]
[34248,0.8,5,0.1412470459916379]
[34248,1,5,0.176331576077077]
[34248,1.25,5,0.22023268496636975]
[34248,1.5,5,0.26358843846573354]
[34248,2,5,0.34748227594982734]
[34248,3,5,0.49509180149063814]
[34248,0.1,10,9.7255044537357827E-3]
[34248,0.2,10,1.8632975822577717E-2]
[34248,0.4,10,3.6538811125250044E-2]
[34248,0.6,10,5.4444646427922211E-2]
[34248,0.8,10,7.2350481730594537E-2]
[34248,1,10,9.0256317033266698E-2]
[34248,1.25,10,0.11270678058534814]
[34248,1.5,10,0.13515724413742955]
[34248,2,10,0.1800581712415924]
[34248,3,10,0.26995091801490645]
[35754,0.1,0.5,9.6207783101554367E-2]
[35754,0.2,0.5,0.18096295430641587]
[35754,0.4,0.5,0.32663316582914581]
[35754,0.6,0.5,0.44460675470375127]
[35754,0.8,0.5,0.54128199135210942]
[35754,1,0.5,0.62197615986911303]
[35754,1.25,0.5,0.70112188851232904]
[35754,1.5,0.5,0.76177398621012038]
[35754,2,0.5,0.84401659460091161]
[35754,3,0.5,0.94083791048264587]
[35754,0.1,0.75,7.6370223209068624E-2]
[35754,0.2,0.75,0.14540726890265279]
[35754,0.4,0.75,0.26714970199836396]
[35754,0.6,0.75,0.37159635386233497]
[35754,0.8,0.75,0.45962369989482299]
[35754,1,0.75,0.53546803786373731]
[35754,1.25,0.75,0.61654201238751905]
[35754,1.5,0.75,0.68239453079350232]
[35754,2,0.75,0.77568072922753295]
[35754,3,0.75,0.88789879630711699]
[35754,0.1,1,6.3661329905340708E-2]
[35754,0.2,1,0.12232675002921588]
[35754,0.4,1,0.22832184176697443]
[35754,0.6,1,0.32099450742082508]
[35754,0.8,1,0.40148416501110201]
[35754,1,1,0.47204043473179852]
[35754,1.25,1,0.5503389038214328]
[35754,1.5,1,0.61671730746757047]
[35754,2,1,0.7173074675704102]
[35754,3,1,0.84463012738109156]
[35754,0.1,2,3.8506485917962047E-2]
[35754,0.2,2,7.5084725955358186E-2]
[35754,0.4,2,0.14531962136262708]
[35754,0.6,2,0.21172724085543998]
[35754,0.8,2,0.27337267734018939]
[35754,1,2,0.33069416851700367]
[35754,1.25,2,0.39482295196914813]
[35754,1.5,2,0.45161855790580813]
[35754,2,2,0.54978380273460326]
[35754,3,2,0.69335047329671606]
[35754,0.1,3,2.7696622648124353E-2]
[35754,0.2,3,5.4078532195863005E-2]
[35754,0.4,3,0.10602430758443383]
[35754,0.6,3,0.15633399555919136]
[35754,0.8,3,0.20486151688675938]
[35754,1,3,0.25140236064041138]
[35754,1.25,3,0.30732149117681434]
[35754,1.5,3,0.35982236765221459]
[35754,2,3,0.44878462077831016]
[35754,3,3,0.59200070118032022]
[35754,0.1,5,1.7850882318569714E-2]
[35754,0.2,5,3.4825289236882086E-2]
[35754,0.4,5,6.8481944606754733E-2]
[35754,0.6,5,0.10184644150987497]
[35754,0.8,5,0.13491877994624291]
[35754,1,5,0.16726072221572985]
[35754,1.25,5,0.20705270538740222]
[35754,1.5,5,0.24593899731214217]
[35754,2,5,0.32134509758092794]
[35754,3,5,0.45725721631412874]
[35754,0.1,10,9.7288769428537578E-3]
[35754,0.2,10,1.8610494332125759E-2]
[35754,0.4,10,3.6432160804020099E-2]
[35754,0.6,10,5.4195395582564095E-2]
[35754,0.8,10,0.12093449381584966]
[35754,1,10,8.9838728526352774E-2]
[35754,1.25,10,0.11201355615285739]
[35754,1.5,10,0.13412995208601147]
[35754,2,10,0.1780998013322426]
[35754,3,10,0.26563047797125167]
[36920,0.1,0.5,9.4365473539989655E-2]
[36920,0.2,0.5,0.17591482559799054]
[36920,0.4,0.5,0.31646400639378891]
[36920,0.6,0.5,0.43443512016897867]
[36920,0.8,0.5,0.53508020779813892]
[36920,1,0.5,0.61805674487640572]
[36920,1.25,0.5,0.70111891305588858]
[36920,1.5,0.5,0.76642689958326193]
[36920,2,0.5,0.85936518810298568]
[36920,3,0.5,0.95395901124621796]
[36920,0.1,0.75,7.4755951361534512E-2]
[36920,0.2,0.75,0.14103442370268879]
[36920,0.4,0.75,0.25797796426328712]
[36920,0.6,0.75,0.35813780898555692]
[36920,0.8,0.75,0.44645201803961859]
[36920,1,0.75,0.52437632014614377]
[36920,1.25,0.75,0.60892276074670315]
[36920,1.5,0.75,0.67742764171947245]
[36920,2,0.75,0.78141234229605527]
[36920,3,0.75,0.90534908945595705]
[36920,0.1,1,6.2510703887651939E-2]
[36920,0.2,1,0.11882742478734944]
[36920,0.4,1,0.22027173602785863]
[36920,0.6,1,0.30918536279043207]
[36920,0.8,1,0.38765199520465832]
[36920,1,1,0.45838328480904261]
[36920,1.25,1,0.5374493349317806]
[36920,1.5,1,0.60618256550779237]
[36920,2,1,0.71479134555003709]
[36920,3,1,0.85319974881543637]
[36920,0.1,2,3.7449334931780487E-2]
[36920,0.2,2,7.2814979733972773E-2]
[36920,0.4,2,0.14003539418850255]
[36920,0.6,2,0.20348804018953012]
[36920,0.8,2,0.26188845121881593]
[36920,1,2,0.31575041388365582]
[36920,1.25,2,0.377832962265228]
[36920,1.5,2,0.4348632756750585]
[36920,2,2,0.53499457669692296]
[36920,3,2,0.68085288576811109]
[36920,0.1,3,2.6631272478164065E-2]
[36920,0.2,3,5.2206428041331299E-2]
[36920,0.4,3,0.10144431124050918]
[36920,0.6,3,0.14948335902266366]
[36920,0.8,3,0.19629502768738938]
[36920,1,3,0.24016669521036701]
[36920,1.25,3,0.29143118113832273]
[36920,1.5,3,0.33955586002169313]
[36920,2,3,0.42801278757778155]
[36920,3,3,0.57124507621168008]
[36920,0.1,5,1.6869326939544474E-2]
[36920,0.2,5,3.2996517668550517E-2]
[36920,0.4,5,6.4936918422104209E-2]
[36920,0.6,5,9.6363532568362095E-2]
[36920,0.8,5,0.12744762230975623]
[36920,1,5,0.15836044984871833]
[36920,1.25,5,0.19635211508819997]
[36920,1.5,5,0.23343038191471135]
[36920,2,5,0.3037335160130159]
[36920,3,5,0.42861220528629329]
[36920,0.1,10,8.9912656276759078E-3]
[36920,0.2,10,1.7183307644002877E-2]
[36920,0.4,10,3.368156647827824E-2]
[36920,0.6,10,5.0179825312553397E-2]
[36920,0.8,10,6.6649540446423503E-2]
[36920,1,10,8.31192555802934E-2]
[36920,1.25,10,0.10375635097334013]
[36920,1.5,10,0.12439344636638695]
[36920,2,10,0.16558200605126444]
[36920,3,10,0.24778786321858759]
[40161,0.1,0.5,0.10835075636453083]
[40161,0.2,0.5,0.20907637436969623]
[40161,0.4,0.5,0.37400073791661548]
[40161,0.6,0.5,0.50584183987209452]
[40161,0.8,0.5,0.6124707908006396]
[40161,1,0.5,0.69794613208707423]
[40161,1.25,0.5,0.77345959906530559]
[40161,1.5,0.5,0.82917230352970117]
[40161,2,0.5,0.89755257655884879]
[40161,3,0.5,0.96470298856229242]
[40161,0.1,0.75,8.4983396876152972E-2]
[40161,0.2,0.75,0.16504734964948967]
[40161,0.4,0.75,0.30377567334891165]
[40161,0.6,0.75,0.42233427622678638]
[40161,0.8,0.75,0.52121510269339566]
[40161,1,0.75,0.60447669413356286]
[40161,1.25,0.75,0.69155085475341282]
[40161,1.5,0.75,0.75624154470544824]
[40161,2,0.75,0.8433157053252982]
[40161,3,0.75,0.9344484073299717]
[40161,0.1,1,7.1085967285696744E-2]
[40161,0.2,1,0.13835936539171073]
[40161,0.4,1,0.25790185709014884]
[40161,0.6,1,0.36354691919813065]
[40161,0.8,1,0.45615545443364902]
[40161,1,1,0.53511253228385203]
[40161,1.25,1,0.62132579018570899]
[40161,1.5,1,0.69216578526626493]
[40161,2,1,0.79301438937400082]
[40161,3,1,0.90234903455909476]
[40161,0.1,2,4.5750830156192336E-2]
[40161,0.2,2,8.9656868773828571E-2]
[40161,0.4,2,0.17070471036772844]
[40161,0.6,2,0.24437338580740378]
[40161,0.8,2,0.31373754765711476]
[40161,1,2,0.3780592793014389]
[40161,1.25,2,0.45062107981798061]
[40161,1.5,2,0.51420489484688225]
[40161,2,2,0.62403148444225798]
[40161,3,2,0.78034682080924866]
[40161,0.1,3,3.4928053129996285E-2]
[40161,0.2,3,6.8257286926577371E-2]
[40161,0.4,3,0.13184110195547905]
[40161,0.6,3,0.19050547288156441]
[40161,0.8,3,0.24671012175624157]
[40161,1,3,0.30033206247694011]
[40161,1.25,3,0.36170212765957444]
[40161,1.5,3,0.41839872094453329]
[40161,2,3,0.51924732505226912]
[40161,3,3,0.67519370311154836]
[40161,0.1,5,2.4228262206370688E-2]
[40161,0.2,5,4.7595621694748548E-2]
[40161,0.4,5,9.2239576927807154E-2]
[40161,0.6,5,0.13430082400688728]
[40161,0.8,5,0.17537818226540403]
[40161,1,5,0.21497970729307592]
[40161,1.25,5,0.26294428729553559]
[40161,1.5,5,0.30943303406715039]
[40161,2,5,0.39503136145615553]
[40161,3,5,0.54347558725863987]
[40161,0.1,10,1.4143401795597123E-2]
[40161,0.2,10,2.7671873078342211E-2]
[40161,0.4,10,5.4728815643832279E-2]
[40161,0.6,10,8.1539786004181561E-2]
[40161,0.8,10,0.10798179805681959]
[40161,1,10,0.13393186569917603]
[40161,1.25,10,0.16590825236748249]
[40161,1.5,10,0.19751568072807771]
[40161,2,10,0.25937769032099373]
[40161,3,10,0.37707539048087563]
[42910,0.1,0.5,5.4286217215279056E-2]
[42910,0.2,0.5,0.10216511177609579]
[42910,0.4,0.5,0.18764302059496574]
[42910,0.6,0.5,0.26336912515402222]
[42910,0.8,0.5,0.33113888399929597]
[42910,1,0.5,0.39042422108783664]
[42910,1.25,0.5,0.45580003520506956]
[42910,1.5,0.5,0.51497975708502031]
[42910,2,0.5,0.61637035733145584]
[42910,3,0.5,0.75729625066009509]
[42910,0.1,0.75,4.1436366836824487E-2]
[42910,0.2,0.75,7.8331279704277459E-2]
[42910,0.4,0.75,0.14500968139412074]
[42910,0.6,0.75,0.20468227424749164]
[42910,0.8,0.75,0.25932054215807077]
[42910,1,0.75,0.3099102270726985]
[42910,1.25,0.75,0.365604647069178]
[42910,1.5,0.75,0.41619433198380573]
[42910,2,0.75,0.50638972011969718]
[42910,3,0.75,0.6527019890864284]
[42910,0.1,1,3.4184122513641967E-2]
[42910,0.2,1,6.4601302587572643E-2]
[42910,0.4,1,0.12036613272311214]
[42910,0.6,1,0.17049815173384966]
[42910,0.8,1,0.21644076747051574]
[42910,1,1,0.25907410667136072]
[42910,1.25,1,0.30822038373525795]
[42910,1.5,1,0.3537053335680338]
[42910,2,1,0.43372645660975179]
[42910,3,1,0.56972364020418942]
[42910,0.1,2,2.129906706565747E-2]
[42910,0.2,2,4.0239394472804106E-2]
[42910,0.4,2,7.5761309628586543E-2]
[42910,0.6,2,0.10832599894384796]
[42910,0.8,2,0.13821510297482845]
[42910,1,2,0.16680161943319835]
[42910,1.25,2,0.20066889632107032]
[42910,1.5,2,0.23252948424573139]
[42910,2,2,0.29125154022179189]
[42910,3,2,0.39457841929237814]
[42910,0.1,3,1.5983101566625614E-2]
[42910,0.2,3,3.0311564865340632E-2]
[42910,0.4,3,5.7208237986270019E-2]
[42910,0.6,3,8.2098222143988764E-2]
[42910,0.8,3,0.10565041365956701]
[42910,1,3,0.12797042774159484]
[42910,1.25,3,0.15462066537581409]
[42910,1.5,3,0.18003872557648304]
[42910,2,3,0.22784720999823979]
[42910,3,3,0.31666960042246084]
[42910,0.1,5,1.1019186762893941E-2]
[42910,0.2,5,2.1052631578947458E-2]
[42910,0.4,5,4.016898433374412E-2]
[42910,0.6,5,5.8440415419820459E-2]
[42910,0.8,5,7.5690899489526564E-2]
[42910,1,5,9.2342897377222358E-2]
[42910,1.25,5,0.11248019714838937]
[42910,1.5,5,0.13170216511177607]
[42910,2,5,0.1680337968667488]
[42910,3,5,0.23633163175497274]
[42910,0.1,10,6.336912515402208E-3]
[42910,0.2,10,1.2462594613624459E-2]
[42910,0.4,10,2.4467523323358574E-2]
[42910,0.6,10,3.6120401337792631E-2]
[42910,0.8,10,4.7597254004576671E-2]
[42910,1,10,5.9003696532300719E-2]
[42910,1.25,10,7.3085724344305589E-2]
[42910,1.5,10,8.6921316669600457E-2]
[42910,2,10,0.1139236049991199]
[42910,3,10,0.16475972540045766]
[43257,0.1,0.5,8.1655206286836937E-2]
[43257,0.2,0.5,0.15471512770137522]
[43257,0.4,0.5,0.28646856581532421]
[43257,0.6,0.5,0.40090864440078594]
[43257,0.8,0.5,0.49815815324165036]
[43257,1,0.5,0.58239194499017688]
[43257,1.25,0.5,0.67129174852652262]
[43257,1.5,0.5,0.74435166994106094]
[43257,2,0.5,0.84737229862475438]
[43257,3,0.5,0.95800589390962676]
[43257,0.1,0.75,6.5446954813359576E-2]
[43257,0.2,0.75,0.12475442043222004]
[43257,0.4,0.75,0.23207269155206292]
[43257,0.6,0.75,0.32895383104125742]
[43257,0.8,0.75,0.4158889980353635]
[43257,1,0.75,0.49410609037328096]
[43257,1.25,0.75,0.5782170923379174]
[43257,1.5,0.75,0.65017190569744598]
[43257,2,0.75,0.76485756385068759]
[43257,3,0.75,0.90287328094302555]
[43257,0.1,1,5.5378192534381199E-2]
[43257,0.2,1,0.1059675834970531]
[43257,0.4,1,0.19805992141453835]
[43257,0.6,1,0.28192534381139495]
[43257,0.8,1,0.35866895874263266]
[43257,1,1,0.42951866404715128]
[43257,1.25,1,0.50810412573673869]
[43257,1.5,1,0.57711198428290766]
[43257,2,1,0.69535854616895876]
[43257,3,1,0.84872298624754416]
[43257,0.1,2,3.6468565815324129E-2]
[43257,0.2,2,6.9990176817288835E-2]
[43257,0.4,2,0.13236738703339884]
[43257,0.6,2,0.18983300589390967]
[43257,0.8,2,0.24447445972495094]
[43257,1,2,0.29715127701375244]
[43257,1.25,2,0.35989685658153242]
[43257,1.5,2,0.41662573673870329]
[43257,2,2,0.51657662082514744]
[43257,3,2,0.68197445972495085]
[43257,0.1,3,2.8487229862475465E-2]
[43257,0.2,3,5.4887033398821228E-2]
[43257,0.4,3,0.10388015717092339]
[43257,0.6,3,0.14931237721021612]
[43257,0.8,3,0.19265717092337917]
[43257,1,3,0.23477406679764243]
[43257,1.25,3,0.28573182711198425]
[43257,1.5,3,0.33484774066797646]
[43257,2,3,0.42792239685658157]
[43257,3,3,0.58435658153241654]
[43257,0.1,5,2.0874263261296652E-2]
[43257,0.2,5,4.0397838899803501E-2]
[43257,0.4,5,7.7234774066797698E-2]
[43257,0.6,5,0.11173870333988213]
[43257,0.8,5,0.14489194499017677]
[43257,1,5,0.17718565815324172]
[43257,1.25,5,0.21635559921414543]
[43257,1.5,5,0.25454322200392931]
[43257,2,5,0.32821709233791746]
[43257,3,5,0.46954813359528486]
[43257,0.1,10,1.4243614931237679E-2]
[43257,0.2,10,2.7627701375245645E-2]
[43257,0.4,10,5.3536345776031426E-2]
[43257,0.6,10,7.8339882121807453E-2]
[43257,0.8,10,0.10252946954813359]
[43257,1,10,0.1264734774066798]
[43257,1.25,10,0.15557465618860514]
[43257,1.5,10,0.18418467583497053]
[43257,2,10,0.24054518664047156]
[43257,3,10,0.34958251473477409]
[44232,0.1,0.5,0.16458015267175563]
[44232,0.2,0.5,0.27847328244274805]
[44232,0.4,0.5,0.45099236641221369]
[44232,0.6,0.5,0.572824427480916]
[44232,0.8,0.5,0.66687022900763371]
[44232,1,0.5,0.74381679389312982]
[44232,1.25,0.5,0.81557251908396944]
[44232,1.5,0.5,0.8644274809160305]
[44232,2,0.5,0.92824427480916039]
[44232,3,0.5,0.98351145038167942]
[44232,0.1,0.75,0.1474809160305344]
[44232,0.2,0.75,0.25282442748091599]
[44232,0.4,0.75,0.41312977099236642]
[44232,0.6,0.75,0.53038167938931291]
[44232,0.8,0.75,0.62045801526717559]
[44232,1,0.75,0.69618320610687023]
[44232,1.25,0.75,0.77496183206106861]
[44232,1.5,0.75,0.8277862595419847]
[44232,2,0.75,0.89954198473282432]
[44232,3,0.75,0.96763358778625963]
[44232,0.1,1,0.13557251908396944]
[44232,0.2,1,0.23480916030534354]
[44232,0.4,1,0.38778625954198476]
[44232,0.6,1,0.49770992366412214]
[44232,0.8,1,0.58564885496183205]
[44232,1,1,0.66045801526717551]
[44232,1.25,1,0.73984732824427479]
[44232,1.5,1,0.80061068702290072]
[44232,2,1,0.87664122137404588]
[44232,3,1,0.95450381679389307]
[44232,0.1,2,0.10778625954198466]
[44232,0.2,2,0.18992366412213738]
[44232,0.4,2,0.32091603053435108]
[44232,0.6,2,0.41832061068702286]
[44232,0.8,2,0.49832061068702288]
[44232,1,2,0.56122137404580152]
[44232,1.25,2,0.63083969465648848]
[44232,1.5,2,0.69038167938931305]
[44232,2,2,0.79083969465648851]
[44232,3,2,0.91419847328244275]
[44232,0.1,3,9.2213740458015281E-2]
[44232,0.2,3,0.16458015267175563]
[44232,0.4,3,0.27877862595419844]
[44232,0.6,3,0.36824427480916028]
[44232,0.8,3,0.442442748091603]
[44232,1,3,0.50534351145038159]
[44232,1.25,3,0.572824427480916]
[44232,1.5,3,0.62748091603053424]
[44232,2,3,0.71633587786259545]
[44232,3,3,0.85832061068702292]
[44232,0.1,5,7.3893129770992369E-2]
[44232,0.2,5,0.13404580152671758]
[44232,0.4,5,0.22992366412213744]
[44232,0.6,5,0.30931297709923661]
[44232,0.8,5,0.37618320610687017]
[44232,1,5,0.43419847328244277]
[44232,1.25,5,0.49679389312977101]
[44232,1.5,5,0.55358778625954197]
[44232,2,5,0.64305343511450375]
[44232,3,5,0.77404580152671765]
[44232,0.1,10,5.2213740458015211E-2]
[44232,0.2,10,9.8625954198473267E-2]
[44232,0.4,10,0.17648854961832056]
[44232,0.6,10,0.24152671755725189]
[44232,0.8,10,0.30015267175572524]
[44232,1,10,0.35419847328244264]
[44232,1.25,10,0.41343511450381676]
[44232,1.5,10,0.46442748091603053]
[44232,2,10,0.55603053435114502]
[44232,3,10,0.68763358778625949]
[45114,0.1,0.5,0.10480123902942701]
[45114,0.2,0.5,0.19483737738771301]
[45114,0.4,0.5,0.34579246257098606]
[45114,0.6,0.5,0.46763035622096033]
[45114,0.8,0.5,0.56499741868869391]
[45114,1,0.5,0.64605059370160045]
[45114,1.25,0.5,0.72772328342798143]
[45114,1.5,0.5,0.78564790913784199]
[45114,2,0.5,0.86618482188951995]
[45114,3,0.5,0.94506969540526586]
[45114,0.1,0.75,8.8900361383582926E-2]
[45114,0.2,0.75,0.16623644811564287]
[45114,0.4,0.75,0.29798657718120802]
[45114,0.6,0.75,0.4091894682498709]
[45114,0.8,0.75,0.50139390810531759]
[45114,1,0.75,0.57893649974186889]
[45114,1.25,0.75,0.6598864223025297]
[45114,1.5,0.75,0.72338668043366028]
[45114,2,0.75,0.81414558595766651]
[45114,3,0.75,0.91213216313887446]
[45114,0.1,1,7.8058853897780098E-2]
[45114,0.2,1,0.14620547237996906]
[45114,0.4,1,0.26484254001032526]
[45114,0.6,1,0.36695921528136294]
[45114,0.8,1,0.45338151781104807]
[45114,1,1,0.5273102736189984]
[45114,1.25,1,0.60805369127516784]
[45114,1.5,1,0.6733092410944761]
[45114,2,1,0.76788848735157456]
[45114,3,1,0.8876613319566341]
[45114,0.1,2,5.4414042333505525E-2]
[45114,0.2,2,0.10221992772328345]
[45114,0.4,2,0.18874548270521427]
[45114,0.6,2,0.26597831698502844]
[45114,0.8,2,0.33546721734641199]
[45114,1,2,0.39803820340733093]
[45114,1.25,2,0.46928239545689215]
[45114,1.5,2,0.53216313887454836]
[45114,2,2,0.63727413526071242]
[45114,3,2,0.77490965410428503]
[45114,0.1,3,4.3159525038719775E-2]
[45114,0.2,3,8.1259679917398117E-2]
[45114,0.4,3,0.15095508518327308]
[45114,0.6,3,0.21466184821889525]
[45114,0.8,3,0.27310273618998454]
[45114,1,3,0.32545172947857509]
[45114,1.25,3,0.38647392875580794]
[45114,1.5,3,0.44284976768198248]
[45114,2,3,0.54475993804852874]
[45114,3,3,0.6949922560660815]
[45114,0.1,5,3.1905007743934025E-2]
[45114,0.2,5,6.0092927207021238E-2]
[45114,0.4,5,0.11326794011357783]
[45114,0.6,5,0.16293236964377916]
[45114,0.8,5,0.20908621579762521]
[45114,1,5,0.25203923593185346]
[45114,1.25,5,0.30211667527103769]
[45114,1.5,5,0.34961280330407846]
[45114,2,5,0.43520908621579768]
[45114,3,5,0.58647392875580795]
[45114,0.1,10,2.1579762519359797E-2]
[45114,0.2,10,4.0578213732576217E-2]
[45114,0.4,10,7.7026329375322708E-2]
[45114,0.6,10,0.11233866804336612]
[45114,0.8,10,0.14682498709344352]
[45114,1,10,0.1798657718120806]
[45114,1.25,10,0.21972121837893649]
[45114,1.5,10,0.25720185854414046]
[45114,2,10,0.32947857511615908]
[45114,3,10,0.45720185854414047]
[47740,0.1,0.5,0.11125969510564321]
[47740,0.2,0.5,0.20406525809039849]
[47740,0.4,0.5,0.35865204600160466]
[47740,0.6,0.5,0.48181331906926983]
[47740,0.8,0.5,0.58050280823749656]
[47740,1,0.5,0.65846483016849422]
[47740,1.25,0.5,0.74003744316662212]
[47740,1.5,0.5,0.80623161273067667]
[47740,2,0.5,0.89288579834180259]
[47740,3,0.5,0.97753410002674512]
[47740,0.1,0.75,9.4276544530623174E-2]
[47740,0.2,0.75,0.17384327360256752]
[47740,0.4,0.75,0.30984220379780691]
[47740,0.6,0.75,0.42096817330837122]
[47740,0.8,0.75,0.51524471783899439]
[47740,1,0.75,0.59267183738967644]
[47740,1.25,0.75,0.67210484086654187]
[47740,1.5,0.75,0.73896763840599089]
[47740,2,0.75,0.84046536507087466]
[47740,3,0.75,0.94530623161273075]
[47740,0.1,1,8.2508692163680133E-2]
[47740,0.2,1,0.15298208077025946]
[47740,0.4,1,0.27560845145760898]
[47740,0.6,1,0.37710617812249259]
[47740,0.8,1,0.46523134527948645]
[47740,1,1,0.54212356244985294]
[47740,1.25,1,0.62115538914148161]
[47740,1.5,1,0.68775073549077292]
[47740,2,1,0.79272532762770798]
[47740,3,1,0.91481679593474186]
[47740,0.1,2,5.7769457074083916E-2]
[47740,0.2,2,0.10805028082374965]
[47740,0.4,2,0.19844878309708477]
[47740,0.6,2,0.27453864669697781]
[47740,0.8,2,0.34407595613800473]
[47740,1,2,0.40839796737095474]
[47740,1.25,2,0.47726664883658731]
[47740,1.5,2,0.53918159935811716]
[47740,2,2,0.64629580101631456]
[47740,3,2,0.80101631452259969]
[47740,0.1,3,4.5199251136667569E-2]
[47740,0.2,3,8.5851832040652512E-2]
[47740,0.4,3,0.15926718373896762]
[47740,0.6,3,0.22425782294731206]
[47740,0.8,3,0.28055629847552821]
[47740,1,3,0.33391281091200853]
[47740,1.25,3,0.39609521262369618]
[47740,1.5,3,0.45373094410270126]
[47740,2,3,0.55295533565124366]
[47740,3,3,0.71075153784434342]
[47740,0.1,5,3.2495319604172165E-2]
[47740,0.2,5,6.2316127306766542E-2]
[47740,0.4,5,0.11741107247927256]
[47740,0.6,5,0.16809307301417487]
[47740,0.8,5,0.21516448248194706]
[47740,1,5,0.25916020326290451]
[47740,1.25,5,0.30903985022733349]
[47740,1.5,5,0.35584380850494779]
[47740,2,5,0.44410270125702056]
[47740,3,5,0.59815458678791122]
[47740,0.1,10,2.1797271997860308E-2]
[47740,0.2,10,4.132120887937954E-2]
[47740,0.4,10,7.9031826691628809E-2]
[47740,0.6,10,0.11487028617277346]
[47740,0.8,10,0.1491040385129713]
[47740,1,10,0.1828028884728537]
[47740,1.25,10,0.22358919497191759]
[47740,1.5,10,0.26210216635464029]
[47740,2,10,0.33578496924311318]
[47740,3,10,0.46469644289917089]
[47769,0.1,0.5,7.9810663335743895E-2]
[47769,0.2,0.5,0.14929984879363623]
[47769,0.4,0.5,0.27000197225691941]
[47769,0.6,0.5,0.37433436328972458]
[47769,0.8,0.5,0.46466373019525342]
[47769,1,0.5,0.54250213661166269]
[47769,1.25,0.5,0.62435079876405231]
[47769,1.5,0.5,0.69416869370850043]
[47769,2,0.5,0.80178817960686344]
[47769,3,0.5,0.92755242916310565]
[47769,0.1,0.75,6.3572414699888266E-2]
[47769,0.2,0.75,0.11958451120899355]
[47769,0.4,0.75,0.21780290579186118]
[47769,0.6,0.75,0.30530537111301032]
[47769,0.8,0.75,0.38222339096706331]
[47769,1,0.75,0.45210702780882261]
[47769,1.25,0.75,0.52955098284136481]
[47769,1.5,0.75,0.59660771809874424]
[47769,2,0.75,0.70725133127342044]
[47769,3,0.75,0.86036421011110376]
[47769,0.1,1,5.3776872000525909E-2]
[47769,0.2,1,0.10157123134573663]
[47769,0.4,1,0.18512918282821647]
[47769,0.6,1,0.26171849319571361]
[47769,0.8,1,0.32969561501544936]
[47769,1,1,0.39149299848793634]
[47769,1.25,1,0.46196831240549607]
[47769,1.5,1,0.52665833935967388]
[47769,2,1,0.63427782525803689]
[47769,3,1,0.79442508710801385]
[47769,0.1,2,3.4645979882979488E-2]
[47769,0.2,2,6.5807639208467522E-2]
[47769,0.4,2,0.12142528433370584]
[47769,0.6,2,0.17211228716060747]
[47769,0.8,2,0.21898625994346194]
[47769,1,2,0.26316481493655908]
[47769,1.25,2,0.31516665570968383]
[47769,1.5,2,0.36374991782262833]
[47769,2,2,0.4555256064690027]
[47769,3,2,0.60627177700348445]
[47769,0.1,3,2.6362500821773702E-2]
[47769,0.2,3,5.0292551443034683E-2]
[47769,0.4,3,9.3287752284530956E-2]
[47769,0.6,3,0.13306160015778062]
[47769,0.8,3,0.17066596541976201]
[47769,1,3,0.20603510617316417]
[47769,1.25,3,0.24876733942541585]
[47769,1.5,3,0.28834396160673204]
[47769,2,3,0.36302675695220565]
[47769,3,3,0.5008875156137006]
[47769,0.1,5,1.8604956939057227E-2]
[47769,0.2,5,3.5697850239957994E-2]
[47769,0.4,5,6.7451186641246455E-2]
[47769,0.6,5,9.6837814739333422E-2]
[47769,0.8,5,0.12504108868581953]
[47769,1,5,0.1518637827887713]
[47769,1.25,5,0.18486621523897187]
[47769,1.5,5,0.21668529353757157]
[47769,2,5,0.27736506475576883]
[47769,3,5,0.38689106567615539]
[47769,0.1,10,1.189928341331937E-2]
[47769,0.2,10,2.3075405956215954E-2]
[47769,0.4,10,4.4704490171586335E-2]
[47769,0.6,10,6.5281704029978321E-2]
[47769,0.8,10,8.5201498915258772E-2]
[47769,1,10,0.10452961672473866]
[47769,1.25,10,0.12819669975675504]
[47769,1.5,10,0.15146933140490437]
[47769,2,10,0.19643678916573529]
[47769,3,10,0.28315035171915065]
[48873,0.1,0.5,0.11607142857142849]
[48873,0.2,0.5,0.21973365617433416]
[48873,0.4,0.5,0.39361380145278452]
[48873,0.6,0.5,0.52829903147699753]
[48873,0.8,0.5,0.63105326876513324]
[48873,1,0.5,0.70914043583535114]
[48873,1.25,0.5,0.78177966101694907]
[48873,1.5,0.5,0.83414043583535102]
[48873,2,0.5,0.90314769975786924]
[48873,3,0.5,0.97139830508474578]
[48873,0.1,0.75,9.2615012106537414E-2]
[48873,0.2,0.75,0.17720944309927353]
[48873,0.4,0.75,0.32415254237288127]
[48873,0.6,0.75,0.44627723970944311]
[48873,0.8,0.75,0.54373486682808714]
[48873,1,0.75,0.62469733656174342]
[48873,1.25,0.75,0.70414648910411615]
[48873,1.5,0.75,0.7677058111380145]
[48873,2,0.75,0.85230024213075062]
[48873,3,0.75,0.94688256658595638]
[48873,0.1,1,7.8541162227602795E-2]
[48873,0.2,1,0.15148305084745756]
[48873,0.4,1,0.27996368038740915]
[48873,0.6,1,0.38983050847457623]
[48873,0.8,1,0.48305084745762711]
[48873,1,1,0.56189467312348662]
[48873,1.25,1,0.64194915254237273]
[48873,1.5,1,0.70853510895883776]
[48873,2,1,0.80387409200968518]
[48873,3,1,0.91964285714285721]
[48873,0.1,2,5.1150121065375316E-2]
[48873,0.2,2,9.9878934624697227E-2]
[48873,0.4,2,0.19037530266343827]
[48873,0.6,2,0.27224576271186435]
[48873,0.8,2,0.34594430992736075]
[48873,1,2,0.41192493946731229]
[48873,1.25,2,0.48471549636803873]
[48873,1.5,2,0.54948547215496368]
[48873,2,2,0.65935230024213065]
[48873,3,2,0.80054479418886193]
[48873,0.1,3,3.9194915254237205E-2]
[48873,0.2,3,7.6725181598062908E-2]
[48873,0.4,3,0.14830508474576265]
[48873,0.6,3,0.21368038740920098]
[48873,0.8,3,0.27406174334140437]
[48873,1,3,0.33005447941888622]
[48873,1.25,3,0.39648910411622273]
[48873,1.5,3,0.45611380145278452]
[48873,2,3,0.56265133171912829]
[48873,3,3,0.7165556900726392]
[48873,0.1,5,2.6785714285714225E-2]
[48873,0.2,5,5.3117433414043583E-2]
[48873,0.4,5,0.10396489104116215]
[48873,0.6,5,0.15239104116222757]
[48873,0.8,5,0.19839588377723971]
[48873,1,5,0.24228208232445522]
[48873,1.25,5,0.29358353510895879]
[48873,1.5,5,0.34216101694915246]
[48873,2,5,0.43371670702179171]
[48873,3,5,0.5891343825665859]
[48873,0.1,10,1.4981840193704497E-2]
[48873,0.2,10,2.9661016949152502E-2]
[48873,0.4,10,5.9019370460048383E-2]
[48873,0.6,10,8.8226392251815874E-2]
[48873,0.8,10,0.11743341404358351]
[48873,1,10,0.14633777239709439]
[48873,1.25,10,0.18174939467312343]
[48873,1.5,10,0.21700968523002412]
[48873,2,10,0.28480629539951569]
[48873,3,10,0.41237893462469732]
[50304,0.1,0.5,0.17446882017619619]
[50304,0.2,0.5,0.31032993608567966]
[50304,0.4,0.5,0.50932803593021247]
[50304,0.6,0.5,0.65244429089652789]
[50304,0.8,0.5,0.75565728105026764]
[50304,1,0.5,0.83209535325617556]
[50304,1.25,0.5,0.90024183796856116]
[50304,1.5,0.5,0.94385904301261014]
[50304,2,0.5,0.98333045430989807]
[50304,3,0.5,0.99913629296942474]
[50304,0.1,0.75,0.14907583347728443]
[50304,0.2,0.75,0.27077215408533423]
[50304,0.4,0.75,0.458714803938504]
[50304,0.6,0.75,0.59872171359474868]
[50304,0.8,0.75,0.70642598030747961]
[50304,1,0.75,0.7874416997754361]
[50304,1.25,0.75,0.86284332354465354]
[50304,1.5,0.75,0.91501122819139746]
[50304,2,0.75,0.97184315080324746]
[50304,3,0.75,0.99758162031438935]
[50304,0.1,1,0.13016064950768697]
[50304,0.2,1,0.24054240801520127]
[50304,0.4,1,0.41915702193815857]
[50304,0.6,1,0.55657281050267748]
[50304,0.8,1,0.66522715494904128]
[50304,1,1,0.75125237519433419]
[50304,1.25,1,0.83157712903783043]
[50304,1.5,1,0.8910865434444637]
[50304,2,1,0.96052858870271196]
[50304,3,1,0.99576783555018145]
[50304,0.1,2,8.4470547590257364E-2]
[50304,0.2,2,0.16367248229400586]
[50304,0.4,2,0.30609777163586099]
[50304,0.6,2,0.42874416997754361]
[50304,0.8,2,0.53316634997408874]
[50304,1,2,0.62204180342027982]
[50304,1.25,2,0.71316289514596654]
[50304,1.5,2,0.78925548453964423]
[50304,2,2,0.89765071687683529]
[50304,3,2,0.98583520469856623]
[50304,0.1,3,6.1323199170841176E-2]
[50304,0.2,3,0.12040076006218692]
[50304,0.4,3,0.23346001036448433]
[50304,0.6,3,0.33736396614268438]
[50304,0.8,3,0.43176714458455689]
[50304,1,3,0.51753325272067707]
[50304,1.25,3,0.61280013819312495]
[50304,1.5,3,0.69459319398859909]
[50304,2,3,0.82501295560545862]
[50304,3,3,0.95854206253238894]
[50304,0.1,5,3.8780445672827762E-2]
[50304,0.2,5,7.6524442908965221E-2]
[50304,0.4,5,0.15123510105372254]
[50304,0.6,5,0.22490931076178955]
[50304,0.8,5,0.29642425289341845]
[50304,1,5,0.36526170323026425]
[50304,1.25,5,0.44550008637070304]
[50304,1.5,5,0.52237001209189837]
[50304,2,5,0.66254966315425801]
[50304,3,5,0.8686301606495076]
[50304,0.1,10,2.0469856624632934E-2]
[50304,0.2,10,3.9730523406460452E-2]
[50304,0.4,10,7.8338227673173264E-2]
[50304,0.6,10,0.11694593193988592]
[50304,0.8,10,0.15555363620659873]
[50304,1,10,0.19416134047331141]
[50304,1.25,10,0.2422698220763517]
[50304,1.5,10,0.29029193297633432]
[50304,2,10,0.38486785282432195]
[50304,3,10,0.56857833822767312]
[51179,0.1,0.5,0.14656079594374821]
[51179,0.2,0.5,0.27197933607576763]
[51179,0.4,0.5,0.47689658471252272]
[51179,0.6,0.5,0.6193437290729934]
[51179,0.8,0.5,0.72055869128479866]
[51179,1,0.5,0.79757007557638959]
[51179,1.25,0.5,0.86578015880608428]
[51179,1.5,0.5,0.9090213335884435]
[51179,2,0.5,0.95408016837271592]
[51179,3,0.5,0.98718071367071647]
[51179,0.1,0.75,0.1169042380177939]
[51179,0.2,0.75,0.22118052233808472]
[51179,0.4,0.75,0.40371185305653878]
[51179,0.6,0.75,0.54855065531426384]
[51179,0.8,0.75,0.65732325648139289]
[51179,1,0.75,0.7385439586721515]
[51179,1.25,0.75,0.81746866928154605]
[51179,1.5,0.75,0.87458145986798053]
[51179,2,0.75,0.93542523677413181]
[51179,3,0.75,0.97943174208361239]
[51179,0.1,1,9.7101310628527587E-2]
[51179,0.2,1,0.18674064861762174]
[51179,0.4,1,0.34803405720845682]
[51179,0.6,1,0.48780254472400264]
[51179,0.8,1,0.602219458528652]
[51179,1,1,0.68956280493638189]
[51179,1.25,1,0.7744188271309671]
[51179,1.5,1,0.83908925667272549]
[51179,2,1,0.91648330622787721]
[51179,3,1,0.97254376733951964]
[51179,0.1,2,5.6443126375203281E-2]
[51179,0.2,2,0.11135559169616376]
[51179,0.4,2,0.21744953601836792]
[51179,0.6,2,0.31837749928250259]
[51179,0.8,2,0.41356548359322681]
[51179,1,2,0.50148282789629761]
[51179,1.25,2,0.60126279536975025]
[51179,1.5,2,0.68889314072515073]
[51179,2,2,0.82196498612838409]
[51179,3,2,0.94011288625275047]
[51179,0.1,3,3.9223189514971793E-2]
[51179,0.2,3,7.7585382186931978E-2]
[51179,0.4,3,0.15364010331962116]
[51179,0.6,3,0.2285468286616282]
[51179,0.8,3,0.30192289294939251]
[51179,1,3,0.37386396249880416]
[51179,1.25,3,0.45891131732516982]
[51179,1.5,3,0.54013201951592837]
[51179,2,3,0.68602315124844537]
[51179,3,3,0.8881660767243853]
[51179,0.1,5,2.4586243183774965E-2]
[51179,0.2,5,4.8407155840428609E-2]
[51179,0.4,5,9.5761982206065202E-2]
[51179,0.6,5,0.14302114225581167]
[51179,0.8,5,0.190184635989668]
[51179,1,5,0.23734812972352426]
[51179,1.25,5,0.29608724768009181]
[51179,1.5,5,0.35425236774131824]
[51179,2,5,0.46809528365062664]
[51179,3,5,0.68420549124653207]
[51179,0.1,10,1.2914952645173615E-2]
[51179,0.2,10,2.4968908447335621E-2]
[51179,0.4,10,4.926815268344005E-2]
[51179,0.6,10,7.3567396919544642E-2]
[51179,0.8,10,9.7866641155649067E-2]
[51179,1,10,0.12207021907586338]
[51179,1.25,10,0.15249210752893902]
[51179,1.5,10,0.18281832966612452]
[51179,2,10,0.24366210657227588]
[51179,3,10,0.3653496603845785]
[53477,0.1,0.5,0.15768571170683274]
[53477,0.2,0.5,0.28414116797544908]
[53477,0.4,0.5,0.47432078707464576]
[53477,0.6,0.5,0.61413484971567833]
[53477,0.8,0.5,0.7164906580016247]
[53477,1,0.5,0.79095586244245886]
[53477,1.25,0.5,0.85504106868850982]
[53477,1.5,0.5,0.89972019135301018]
[53477,2,0.5,0.95505009477389657]
[53477,3,0.5,0.99341095766765952]
[53477,0.1,0.75,0.13123928152360326]
[53477,0.2,0.75,0.24271143605018503]
[53477,0.4,0.75,0.42088636158498061]
[53477,0.6,0.75,0.55754129434064448]
[53477,0.8,0.75,0.6619731022655474]
[53477,1,0.75,0.74158317537683915]
[53477,1.25,0.75,0.81514577127899635]
[53477,1.5,0.75,0.8665944579835726]
[53477,2,0.75,0.93329722899178624]
[53477,3,0.75,0.9877245238739959]
[53477,0.1,1,0.11237476306525868]
[53477,0.2,1,0.21211300658904245]
[53477,0.4,1,0.37882480368264293]
[53477,0.6,1,0.51214008484520268]
[53477,0.8,1,0.61909919667840063]
[53477,1,1,0.70213918223666394]
[53477,1.25,1,0.78147847278635263]
[53477,1.5,1,0.83924541926166618]
[53477,2,1,0.91497427565664768]
[53477,3,1,0.98059391641844929]
[53477,0.1,2,7.0313205162920833E-2]
[53477,0.2,2,0.13719649787887006]
[53477,0.4,2,0.2622077804856035]
[53477,0.6,2,0.37277732647350847]
[53477,0.8,2,0.47287661341276294]
[53477,1,2,0.5628666847188375]
[53477,1.25,2,0.65664771188735449]
[53477,1.5,2,0.73300839425940967]
[53477,2,2,0.84772993952522802]
[53477,3,2,0.95261305171946919]
[53477,0.1,3,5.018503475042882E-2]
[53477,0.2,3,9.901615669284243E-2]
[53477,0.4,3,0.19397057496163922]
[53477,0.6,3,0.28368986370611071]
[53477,0.8,3,0.36727141438758015]
[53477,1,3,0.44579835725245964]
[53477,1.25,3,0.53696181965881395]
[53477,1.5,3,0.62009206607094514]
[53477,2,3,0.75629569455727064]
[53477,3,3,0.91362036284863246]
[53477,0.1,5,3.1410777145951869E-2]
[53477,0.2,5,6.1918945753226817E-2]
[53477,0.4,5,0.12293528296777688]
[53477,0.6,5,0.18350031591298863]
[53477,0.8,5,0.24316274031952348]
[53477,1,5,0.30210307789511692]
[53477,1.25,5,0.37295784818124383]
[53477,1.5,5,0.4399314017510606]
[53477,2,5,0.56765050997382438]
[53477,3,5,0.79032403646538496]
[53477,0.1,10,1.6698257965520397E-2]
[53477,0.2,10,3.213286397689321E-2]
[53477,0.4,10,6.3363119415109664E-2]
[53477,0.6,10,9.4593374853326112E-2]
[53477,0.8,10,0.12582363029154256]
[53477,1,10,0.15705388572975901]
[53477,1.25,10,0.19604657460059577]
[53477,1.5,10,0.23512952432530015]
[53477,2,10,0.31320516292084127]
[53477,3,10,0.46484339741853958]
[53488,0.1,0.5,0.1312445604873804]
[53488,0.2,0.5,0.24125326370757183]
[53488,0.4,0.5,0.4255874673629243]
[53488,0.6,0.5,0.5665796344647519]
[53488,0.8,0.5,0.67728459530026108]
[53488,1,0.5,0.76222802436901649]
[53488,1.25,0.5,0.84264577893820714]
[53488,1.5,0.5,0.90043516100957355]
[53488,2,0.5,0.96187989556135767]
[53488,3,0.5,0.99721496953872935]
[53488,0.1,0.75,0.10774586597040901]
[53488,0.2,0.75,0.20087032201914706]
[53488,0.4,0.75,0.36153176675369886]
[53488,0.6,0.75,0.49173194081810273]
[53488,0.8,0.75,0.59843342036553526]
[53488,1,0.75,0.68755439512619676]
[53488,1.25,0.75,0.77580504786771098]
[53488,1.5,0.75,0.84177545691906008]
[53488,2,0.75,0.92811140121845082]
[53488,3,0.75,0.98990426457789382]
[53488,0.1,1,9.2080069625761513E-2]
[53488,0.2,1,0.17319408181026982]
[53488,0.4,1,0.31714534377719755]
[53488,0.6,1,0.4370757180156658]
[53488,0.8,1,0.53890339425587463]
[53488,1,1,0.62576153176675375]
[53488,1.25,1,0.72027850304612706]
[53488,1.5,1,0.79199303742384675]
[53488,2,1,0.89068755439512615]
[53488,3,1,0.97719756309834638]
[53488,0.1,2,5.7963446475195857E-2]
[53488,0.2,2,0.11157528285465622]
[53488,0.4,2,0.21148825065274149]
[53488,0.6,2,0.30269799825935595]
[53488,0.8,2,0.38381201044386426]
[53488,1,2,0.46005221932114887]
[53488,1.25,2,0.54516971279373372]
[53488,1.5,2,0.61984334203655356]
[53488,2,2,0.74238468233246313]
[53488,3,2,0.90617928633594436]
[53488,0.1,3,4.1949521322889566E-2]
[53488,0.2,3,8.1810269799825891E-2]
[53488,0.4,3,0.15909486510008697]
[53488,0.6,3,0.23133159268929498]
[53488,0.8,3,0.29799825935596164]
[53488,1,3,0.36153176675369886]
[53488,1.25,3,0.43550913838120109]
[53488,1.5,3,0.50496083550913839]
[53488,2,3,0.62454308093994781]
[53488,3,3,0.8048738033072238]
[53488,0.1,5,2.6805918189730184E-2]
[53488,0.2,5,5.2741514360313303E-2]
[53488,0.4,5,0.10374238468233248]
[53488,0.6,5,0.15456919060052218]
[53488,0.8,5,0.20382941688424722]
[53488,1,5,0.25169712793733678]
[53488,1.25,5,0.30913838120104442]
[53488,1.5,5,0.36483899042645779]
[53488,2,5,0.46788511749347261]
[53488,3,5,0.64421235857267189]
[53488,0.1,10,1.4099216710182837E-2]
[53488,0.2,10,2.7850304612706725E-2]
[53488,0.4,10,5.5178416013925181E-2]
[53488,0.6,10,8.2506527415143638E-2]
[53488,0.8,10,0.10966057441253262]
[53488,1,10,0.13681462140992176]
[53488,1.25,10,0.17075718015665795]
[53488,1.5,10,0.2045256744995648]
[53488,2,10,0.27154046997389042]
[53488,3,10,0.40435161009573539]
[57337,0.1,0.5,0.15114560236511448]
[57337,0.2,0.5,0.29028085735402803]
[57337,0.4,0.5,0.4964892830746489]
[57337,0.6,0.5,0.65022172949002222]
[57337,0.8,0.5,0.76330376940133038]
[57337,1,0.5,0.84183296378418326]
[57337,1.25,0.5,0.90428677014042869]
[57337,1.5,0.5,0.94198078344419811]
[57337,2,0.5,0.9815225424981523]
[57337,3,0.5,0.99889135254988914]
[57337,0.1,0.75,0.12361419068736135]
[57337,0.2,0.75,0.24057649667405759]
[57337,0.4,0.75,0.42664449371766439]
[57337,0.6,0.75,0.57261640798226165]
[57337,0.8,0.75,0.68939393939393934]
[57337,1,0.75,0.78307464892830736]
[57337,1.25,0.75,0.86308203991130827]
[57337,1.5,0.75,0.91241685144124163]
[57337,2,0.75,0.96618625277161863]
[57337,3,0.75,0.99796747967479671]
[57337,0.1,1,0.10513673318551367]
[57337,0.2,1,0.20565410199556533]
[57337,0.4,1,0.37435328898743531]
[57337,0.6,1,0.5127494456762749]
[57337,0.8,1,0.62841832963784183]
[57337,1,1,0.72394678492239473]
[57337,1.25,1,0.81910569105691056]
[57337,1.5,1,0.8824833702882483]
[57337,2,1,0.94770879526977081]
[57337,3,1,0.99611973392461195]
[57337,0.1,2,6.4486326681448672E-2]
[57337,0.2,2,0.12749445676274934]
[57337,0.4,2,0.24611973392461195]
[57337,0.6,2,0.35495195861049517]
[57337,0.8,2,0.45436067997043611]
[57337,1,2,0.54379157427937919]
[57337,1.25,2,0.64430894308943087]
[57337,1.5,2,0.72930524759793058]
[57337,2,2,0.85439763488543974]
[57337,3,2,0.96156688839615667]
[57337,0.1,3,4.6193643754619367E-2]
[57337,0.2,3,9.1278640059127822E-2]
[57337,0.4,3,0.18015521064301546]
[57337,0.6,3,0.26496674057649661]
[57337,0.8,3,0.3462675535846268]
[57337,1,3,0.42276422764227639]
[57337,1.25,3,0.51256467110125647]
[57337,1.5,3,0.59515890613451594]
[57337,2,3,0.74094604582409462]
[57337,3,3,0.90872135994087222]
[57337,0.1,5,2.9379157427937879E-2]
[57337,0.2,5,5.820399113082031E-2]
[57337,0.4,5,0.11548410938654841]
[57337,0.6,5,0.17239467849223944]
[57337,0.8,5,0.22856614929785662]
[57337,1,5,0.28381374722838137]
[57337,1.25,5,0.35107169253510717]
[57337,1.5,5,0.41703621581670364]
[57337,2,5,0.54360679970436065]
[57337,3,5,0.76145602365114573]
[57337,0.1,10,1.5521064301552038E-2]
[57337,0.2,10,3.0303030303030248E-2]
[57337,0.4,10,5.9866962305986669E-2]
[57337,0.6,10,8.943089430894309E-2]
[57337,0.8,10,0.1189948263118995]
[57337,1,10,0.14855875831485593]
[57337,1.25,10,0.18551367331855129]
[57337,1.5,10,0.22265336289726534]
[57337,2,10,0.29619364375461932]
[57337,3,10,0.44142645971914263]
[60806,0.1,0.5,8.5878998652755681E-2]
[60806,0.2,0.5,0.16373719334523928]
[60806,0.4,0.5,0.30397593758811925]
[60806,0.6,0.5,0.42290942131152681]
[60806,0.8,0.5,0.52417207130996035]
[60806,1,0.5,0.61058370147570251]
[60806,1.25,0.5,0.69599273114641103]
[60806,1.5,0.5,0.76445154619795097]
[60806,2,0.5,0.86110850017232199]
[60806,3,0.5,0.96224582510887624]
[60806,0.1,0.75,6.6328288999592713E-2]
[60806,0.2,0.75,0.12770623805495504]
[60806,0.4,0.75,0.24150139424131345]
[60806,0.6,0.75,0.34173011247924301]
[60806,0.8,0.75,0.43080490020991946]
[60806,1,0.75,0.50856910110599363]
[60806,1.25,0.75,0.59291286775072838]
[60806,1.5,0.75,0.66403484036720251]
[60806,2,0.75,0.76999718018610774]
[60806,3,0.75,0.90450230284801203]
[60806,0.1,1,5.3670457749788542E-2]
[60806,0.2,1,0.1044584390763544]
[60806,0.4,1,0.20039477394491964]
[60806,0.6,1,0.28774634207475641]
[60806,0.8,1,0.3661371682802268]
[60806,1,1,0.43797976000250655]
[60806,1.25,1,0.51765516809223933]
[60806,1.5,1,0.58592599555096025]
[60806,2,1,0.69793526960553942]
[60806,3,1,0.8421844158285553]
[60806,0.1,2,2.9639377134442507E-2]
[60806,0.2,2,5.8714791490428367E-2]
[60806,0.4,2,0.11576902591095654]
[60806,0.6,2,0.1716013409781621]
[60806,0.8,2,0.2261177428956356]
[60806,1,2,0.27825296863740323]
[60806,1.25,2,0.33919227997618823]
[60806,1.5,2,0.39649716452047501]
[60806,2,2,0.49907572766864056]
[60806,3,2,0.6590218378920325]
[60806,0.1,3,2.0020678635210166E-2]
[60806,0.2,3,3.9822038412131486E-2]
[60806,0.4,3,7.9236770373155366E-2]
[60806,0.6,3,0.11833818967948118]
[60806,0.8,3,0.15725162139298812]
[60806,1,3,0.19563242159350824]
[60806,1.25,3,0.24284863865651538]
[60806,1.5,3,0.28909358648995831]
[60806,2,3,0.37725976752201018]
[60806,3,3,0.52987436162546597]
[60806,0.1,5,1.2125199736817383E-2]
[60806,0.2,5,2.4062411880815888E-2]
[60806,0.4,5,4.7874173637873302E-2]
[60806,0.6,5,7.1685935394930608E-2]
[60806,0.8,5,9.5560359682927615E-2]
[60806,1,5,0.11940345270545477]
[60806,1.25,5,0.14923081743271616]
[60806,1.5,5,0.17902685089450768]
[60806,2,5,0.23830560516339258]
[60806,3,5,0.35394930601246982]
[60806,0.1,10,6.2349218284927033E-3]
[60806,0.2,10,1.2187862267757085E-2]
[60806,0.4,10,2.4219068208165027E-2]
[60806,0.6,10,3.6187611617633272E-2]
[60806,0.8,10,4.8156155027101626E-2]
[60806,1,10,6.0156029702039718E-2]
[60806,1.25,10,7.5132374596610055E-2]
[60806,1.5,10,9.0140050756650131E-2]
[60806,2,10,0.1201554030767303]
[60806,3,10,0.18018610771689073]
[63456,0.1,0.5,8.8106626224918272E-2]
[63456,0.2,0.5,0.16714302379841339]
[63456,0.4,0.5,0.30739617358842736]
[63456,0.6,0.5,0.42743817078861401]
[63456,0.8,0.5,0.52793980401306573]
[63456,1,0.5,0.61178838077461495]
[63456,1.25,0.5,0.69552029864675691]
[63456,1.5,0.5,0.76055762949136718]
[63456,2,0.5,0.85519715352309844]
[63456,3,0.5,0.95963602426504901]
[63456,0.1,0.75,6.731217918805403E-2]
[63456,0.2,0.75,0.12981217918805404]
[63456,0.4,0.75,0.24422538497433494]
[63456,0.6,0.75,0.3462435837610825]
[63456,0.8,0.75,0.43685837610825934]
[63456,1,0.75,0.51391157256182907]
[63456,1.25,0.75,0.59630191320578629]
[63456,1.5,0.75,0.664430704619692]
[63456,2,0.75,0.76875291647223509]
[63456,3,0.75,0.89827344843677093]
[63456,0.1,1,5.4158889407372825E-2]
[63456,0.2,1,0.10557629491367236]
[63456,0.4,1,0.20167405506299568]
[63456,0.6,1,0.29062645823611749]
[63456,0.8,1,0.37167522165188982]
[63456,1,1,0.44444120391973863]
[63456,1.25,1,0.52298180121325233]
[63456,1.5,1,0.59081894540363966]
[63456,2,1,0.69846593560429304]
[63456,3,1,0.8418397106859542]
[63456,0.1,2,2.9368875408306055E-2]
[63456,0.2,2,5.8241950536630893E-2]
[63456,0.4,2,0.11505482967802139]
[63456,0.6,2,0.17090527298180111]
[63456,0.8,2,0.22555996266915537]
[63456,1,2,0.27890223985067653]
[63456,1.25,2,0.34280214652356505]
[63456,1.5,2,0.40159822678488094]
[63456,2,2,0.50274148390107321]
[63456,3,2,0.65944353709752679]
[63456,0.1,3,1.9861175921605152E-2]
[63456,0.2,3,3.9430704619691927E-2]
[63456,0.4,3,7.8598926738217362E-2]
[63456,0.6,3,0.11759216052263173]
[63456,0.8,3,0.15632291180587951]
[63456,1,3,0.19484951003266443]
[63456,1.25,3,0.24273798413439096]
[63456,1.5,3,0.29015982267848806]
[63456,2,3,0.38092043863742409]
[63456,3,3,0.5342977134857676]
[63456,0.1,5,1.204503033131115E-2]
[63456,0.2,5,2.3856742883807687E-2]
[63456,0.4,5,4.7480167988800753E-2]
[63456,0.6,5,7.1103593093793618E-2]
[63456,0.8,5,9.4756182921138465E-2]
[63456,1,5,0.11843793747083518]
[63456,1.25,5,0.14801096593560417]
[63456,1.5,5,0.17761315912272507]
[63456,2,5,0.23678838077461495]
[63456,3,5,0.35440970601959865]
[63456,0.1,10,6.1829211385906503E-3]
[63456,0.2,10,1.2103359776014908E-2]
[63456,0.4,10,2.4002566495566768E-2]
[63456,0.6,10,3.5872608492767064E-2]
[63456,0.8,10,4.777181521231913E-2]
[63456,1,10,5.9641857209519214E-2]
[63456,1.25,10,7.45158656089593E-2]
[63456,1.5,10,8.9389874008399386E-2]
[63456,2,10,0.11916705552963122]
[63456,3,10,0.17869225384974324]
[65445,0.1,0.5,8.60010624318506E-2]
[65445,0.2,0.5,0.16562753376017006]
[65445,0.4,0.5,0.30533732211256193]
[65445,0.6,0.5,0.42304358766460709]
[65445,0.8,0.5,0.5198087622668941]
[65445,1,0.5,0.59820504934716356]
[65445,1.25,0.5,0.67662929516034331]
[65445,1.5,0.5,0.73920093941342579]
[65445,2,0.5,0.83303044706013918]
[65445,3,0.5,0.93287108228255089]
[65445,0.1,0.75,6.38857046998631E-2]
[65445,0.2,0.75,0.1246400313137809]
[65445,0.4,0.75,0.23762127100399813]
[65445,0.6,0.75,0.33693069030111555]
[65445,0.8,0.75,0.42405010204937515]
[65445,1,0.75,0.49909134118041776]
[65445,1.25,0.75,0.57634132021136808]
[65445,1.5,0.75,0.64067436463779459]
[65445,2,0.75,0.73897726955014409]
[65445,3,0.75,0.86739172980680512]
[65445,0.1,1,5.060530656750642E-2]
[65445,0.2,1,9.9505130427489152E-2]
[65445,0.4,1,0.19263566975144697]
[65445,0.6,1,0.27900019571113044]
[65445,0.8,1,0.35736852405848973]
[65445,1,1,0.4270696452036794]
[65445,1.25,1,0.50275393519165712]
[65445,1.5,1,0.56602454776749522]
[65445,2,1,0.66720720216959772]
[65445,3,1,0.80532334274610673]
[65445,0.1,2,2.6980177258366742E-2]
[65445,0.2,2,5.362484972181078E-2]
[65445,0.4,2,0.10632706125758391]
[65445,0.6,2,0.15852601560097299]
[65445,0.8,2,0.20966253809377364]
[65445,1,2,0.25962479380434478]
[65445,1.25,2,0.31898118377275148]
[65445,1.5,2,0.37548578298431523]
[65445,2,2,0.47555008807000876]
[65445,3,2,0.62602398859283703]
[65445,0.1,3,1.8257052590376764E-2]
[65445,0.2,3,3.6318394050381619E-2]
[65445,0.4,3,7.2385159504571403E-2]
[65445,0.6,3,0.10836804876003032]
[65445,0.8,3,0.14412726815220747]
[65445,1,3,0.17960690021528231]
[65445,1.25,3,0.22358598708306548]
[65445,1.5,3,0.26734140408756685]
[65445,2,3,0.3511896440853301]
[65445,3,3,0.49814074426147015]
[65445,0.1,5,1.1183493164089961E-2]
[65445,0.2,5,2.2171275197808211E-2]
[65445,0.4,5,4.4146839265244514E-2]
[65445,0.6,5,6.6122403332681018E-2]
[65445,0.8,5,8.8125926133027666E-2]
[65445,1,5,0.11012944893337442]
[65445,1.25,5,0.13764084211703528]
[65445,1.5,5,0.16515223530069625]
[65445,2,5,0.21953197081108294]
[65445,3,5,0.32683758772052451]
[65445,0.1,10,5.7874577124164932E-3]
[65445,0.2,10,1.1351245561551315E-2]
[65445,0.4,10,2.2534738725641077E-2]
[65445,0.6,10,3.3690273156820681E-2]
[65445,0.8,10,4.4845807588000282E-2]
[65445,1,10,5.6029300752090047E-2]
[65445,1.25,10,6.9980708474291942E-2]
[65445,1.5,10,8.3960074929404202E-2]
[65445,2,10,0.11191880783962881]
[65445,3,10,0.16783627366007781]
[73570,0.1,0.5,0.10960763706428447]
[73570,0.2,0.5,0.20896829567349792]
[73570,0.4,0.5,0.38259765282886665]
[73570,0.6,0.5,0.52080049045366961]
[73570,0.8,0.5,0.6297950604308985]
[73570,1,0.5,0.71807672096689446]
[73570,1.25,0.5,0.80627080049045363]
[73570,1.5,0.5,0.87024873007531967]
[73570,2,0.5,0.94399194254685581]
[73570,3,0.5,0.99023471711332989]
[73570,0.1,0.75,8.6705202312138602E-2]
[73570,0.2,0.75,0.16749868628481343]
[73570,0.4,0.75,0.3141093011035207]
[73570,0.6,0.75,0.44022595901208617]
[73570,0.8,0.75,0.54387808723068831]
[73570,1,0.75,0.62957610789980734]
[73570,1.25,0.75,0.71965317919075134]
[73570,1.5,0.75,0.79308985811875976]
[73570,2,0.75,0.8943335084953582]
[73570,3,0.75,0.97249956209493782]
[73570,0.1,1,7.177263969171481E-2]
[73570,0.2,1,0.13999824837975125]
[73570,0.4,1,0.26707829742511824]
[73570,0.6,1,0.38001401296198983]
[73570,0.8,1,0.47797337537221929]
[73570,1,1,0.5615694517428621]
[73570,1.25,1,0.65098966544053249]
[73570,1.5,1,0.72578385006130663]
[73570,2,1,0.84196006305832882]
[73570,3,1,0.95406375897705376]
[73570,0.1,2,4.2345419513049522E-2]
[73570,0.2,2,8.3727447889297563E-2]
[73570,0.4,2,0.16522157996146436]
[73570,0.6,2,0.24391311963566301]
[73570,0.8,2,0.31936416184971095]
[73570,1,2,0.3888159047118584]
[73570,1.25,2,0.46641268173060074]
[73570,1.5,2,0.53582063408653002]
[73570,2,2,0.65401121036959187]
[73570,3,2,0.82895428271150817]
[73570,0.1,3,2.9996496759502486E-2]
[73570,0.2,3,5.933613592573117E-2]
[73570,0.4,3,0.11753371868978796]
[73570,0.6,3,0.1752933963916623]
[73570,0.8,3,0.23230863548782624]
[73570,1,3,0.2880539499036609]
[73570,1.25,3,0.35632334909791552]
[73570,1.5,3,0.41942546855841656]
[73570,2,3,0.529733753722193]
[73570,3,3,0.70533368365738314]
[73570,0.1,5,1.939919425468549E-2]
[73570,0.2,5,3.8185321422315642E-2]
[73570,0.4,5,7.5713785251357482E-2]
[73570,0.6,5,0.11311087756174455]
[73570,0.8,5,0.15055176037834994]
[73570,1,5,0.18755473813277274]
[73570,1.25,5,0.23340339814328248]
[73570,1.5,5,0.27885794359782795]
[73570,2,5,0.36906638640742684]
[73570,3,5,0.53328078472587137]
[73570,0.1,10,1.0509721492380384E-2]
[73570,0.2,10,2.0406375897705272E-2]
[73570,0.4,10,4.01996847083552E-2]
[73570,0.6,10,6.0036784025223278E-2]
[73570,0.8,10,7.9917673848309667E-2]
[73570,1,10,9.9798563671396043E-2]
[73570,1.25,10,0.12462778069714488]
[73570,1.5,10,0.14950078822911184]
[73570,2,10,0.1991154317743912]
[73570,3,10,0.29803818532142223]
[79595,0.1,0.5,9.3431803896920143E-2]
[79595,0.2,0.5,0.17894406033940916]
[79595,0.4,0.5,0.33076681332495284]
[79595,0.6,0.5,0.46247642991829041]
[79595,0.8,0.5,0.5734129478315525]
[79595,1,0.5,0.6644563167818982]
[79595,1.25,0.5,0.75546825895663106]
[79595,1.5,0.5,0.82514142049025774]
[79595,2,0.5,0.91495914519170329]
[79595,3,0.5,0.97957259585166567]
[79595,0.1,0.75,7.2847265870521732E-2]
[79595,0.2,0.75,0.1406033940917662]
[79595,0.4,0.75,0.26527341294783152]
[79595,0.6,0.75,0.37724701445631681]
[79595,0.8,0.75,0.47649277184160904]
[79595,1,0.75,0.56260213702074169]
[79595,1.25,0.75,0.65304839723444374]
[79595,1.5,0.75,0.72875549968573228]
[79595,2,0.75,0.83944060339409177]
[79595,3,0.75,0.95116279069767451]
[79595,0.1,1,5.9333752357008225E-2]
[79595,0.2,1,0.11558768070395981]
[79595,0.4,1,0.22140163419233191]
[79595,0.6,1,0.31910747957259583]
[79595,0.8,1,0.40857950974230045]
[79595,1,1,0.48915776241357639]
[79595,1.25,1,0.57627278441231933]
[79595,1.5,1,0.65047140163419237]
[79595,2,1,0.77159019484600877]
[79595,3,1,0.90499685732243873]
[79595,0.1,2,3.3280955373978661E-2]
[79595,0.2,2,6.5587680703959761E-2]
[79595,0.4,2,0.12925832809553739]
[79595,0.6,2,0.19198617221873041]
[79595,0.8,2,0.25348837209302322]
[79595,1,2,0.31335637963544938]
[79595,1.25,2,0.3840666247642992]
[79595,1.5,2,0.44930861093651792]
[79595,2,2,0.56417347580138266]
[79595,3,2,0.73815210559396605]
[79595,0.1,3,2.2784412319296083E-2]
[79595,0.2,3,4.5034569453174099E-2]
[79595,0.4,3,8.9314896291640439E-2]
[79595,0.6,3,0.13334380892520423]
[79595,0.8,3,0.177027027027027]
[79595,1,3,0.22045883092394722]
[79595,1.25,3,0.27413576367064735]
[79595,1.5,3,0.32677561282212442]
[79595,2,3,0.42774984286612194]
[79595,3,3,0.60276555625392836]
[79595,0.1,5,1.3922061596480245E-2]
[79595,0.2,5,2.743557510999375E-2]
[79595,0.4,5,5.4368321810182287E-2]
[79595,0.6,5,8.1332495285983686E-2]
[79595,0.8,5,0.10829666876178509]
[79595,1,5,0.1352608422375865]
[79595,1.25,5,0.16898177247014454]
[79595,1.5,5,0.20267127592708992]
[79595,2,5,0.26967316153362664]
[79595,3,5,0.40157133878064105]
[79595,0.1,10,7.2281583909491022E-3]
[79595,0.2,10,1.3984915147705855E-2]
[79595,0.4,10,2.7592708988057827E-2]
[79595,0.6,10,4.1169076052796939E-2]
[79595,0.8,10,5.4745443117536166E-2]
[79595,1,10,6.8290383406662533E-2]
[79595,1.25,10,8.5292269013199196E-2]
[79595,1.5,10,0.10229415461973598]
[79595,2,10,0.13629792583280956]
[79595,3,10,0.20439974858579513]
[80211,0.1,0.5,0.11411390166253976]
[80211,0.2,0.5,0.21386628935267074]
[80211,0.4,0.5,0.38320952717839879]
[80211,0.6,0.5,0.51748614550170979]
[80211,0.8,0.5,0.62393585662068152]
[80211,1,0.5,0.70791180285343713]
[80211,1.25,0.5,0.78450654403961806]
[80211,1.5,0.5,0.8384152812168375]
[80211,2,0.5,0.90944464096215061]
[80211,3,0.5,0.97405966277561606]
[80211,0.1,0.75,9.2371182643556218E-2]
[80211,0.2,0.75,0.17538026176158467]
[80211,0.4,0.75,0.32151868883386392]
[80211,0.6,0.75,0.44530126164367417]
[80211,0.8,0.75,0.54776559367999056]
[80211,1,0.75,0.63242542153047987]
[80211,1.25,0.75,0.71857092324018401]
[80211,1.5,0.75,0.78238415281216833]
[80211,2,0.75,0.86515741068270247]
[80211,3,0.75,0.95160948001414924]
[80211,0.1,1,7.7561608300907942E-2]
[80211,0.2,1,0.1487796250442166]
[80211,0.4,1,0.27786817592265067]
[80211,0.6,1,0.39193491333569158]
[80211,0.8,1,0.49062610541209761]
[80211,1,1,0.5744605588963565]
[80211,1.25,1,0.66199740596627765]
[80211,1.5,1,0.73260228746610079]
[80211,2,1,0.82933616318830328]
[80211,3,1,0.92967810399717021]
[80211,0.1,2,4.6881264001886559E-2]
[80211,0.2,2,9.1262822780332611E-2]
[80211,0.4,2,0.17601697912981956]
[80211,0.6,2,0.25690366702039857]
[80211,0.8,2,0.33328616908383452]
[80211,1,2,0.40438627520339582]
[80211,1.25,2,0.48631057658295013]
[80211,1.5,2,0.56007546279919818]
[80211,2,2,0.68322131824077348]
[80211,3,2,0.84313170616672561]
[80211,0.1,3,3.3227213771960827E-2]
[80211,0.2,3,6.4968753684707045E-2]
[80211,0.4,3,0.12665959202924187]
[80211,0.6,3,0.18691192076406088]
[80211,0.8,3,0.24527767951892473]
[80211,1,3,0.30187477891758052]
[80211,1.25,3,0.36960264119797198]
[80211,1.5,3,0.43421766301143733]
[80211,2,3,0.55035962740242894]
[80211,3,3,0.73837990802971343]
[80211,0.1,5,2.0799434029005963E-2]
[80211,0.2,5,4.0749911567032227E-2]
[80211,0.4,5,8.0367881146091294E-2]
[80211,0.6,5,0.11930196910741668]
[80211,0.8,5,0.1577879966985026]
[80211,1,5,0.1961796957905908]
[80211,1.25,5,0.24341469166371896]
[80211,1.5,5,0.28991864166961445]
[80211,2,5,0.38000235821247497]
[80211,3,5,0.5459969343237826]
[80211,0.1,10,1.0918523758990708E-2]
[80211,0.2,10,2.0988091027001547E-2]
[80211,0.4,10,4.1150807687772774E-2]
[80211,0.6,10,6.1266360099044896E-2]
[80211,0.8,10,8.1381912510317192E-2]
[80211,1,10,0.10154462917108842]
[80211,1.25,10,0.12675392052823958]
[80211,1.5,10,0.15201037613488971]
[80211,2,10,0.20231104822544513]
[80211,3,10,0.30168612191958499]
[80975,0.1,0.5,0.12679009415301837]
[80975,0.2,0.5,0.23649022865733041]
[80975,0.4,0.5,0.41937653295355642]
[80975,0.6,0.5,0.56001265922936938]
[80975,0.8,0.5,0.66714138776801957]
[80975,1,0.5,0.75096922224859552]
[80975,1.25,0.5,0.82676635809795085]
[80975,1.5,0.5,0.87878787878787878]
[80975,2,0.5,0.93531924994065985]
[80975,3,0.5,0.97733206741039635]
[80975,0.1,0.75,0.10103647440462056]
[80975,0.2,0.75,0.19154996439591737]
[80975,0.4,0.75,0.35077933380805437]
[80975,0.6,0.75,0.48251443943349948]
[80975,0.8,0.75,0.58715088219004663]
[80975,1,0.75,0.67228419969934328]
[80975,1.25,0.75,0.75678455574016934]
[80975,1.5,0.75,0.82245430809399478]
[80975,2,0.75,0.90446237835271781]
[80975,3,0.75,0.96253659308489603]
[80975,0.1,1,8.4104755123031796E-2]
[80975,0.2,1,0.1606535327161959]
[80975,0.4,1,0.30065669752353819]
[80975,0.6,1,0.42214573937811534]
[80975,0.8,1,0.52567449956483892]
[80975,1,1,0.61084737716591497]
[80975,1.25,1,0.69776089880528525]
[80975,1.5,1,0.76687237914391959]
[80975,2,1,0.86782973336498137]
[80975,3,1,0.94987736371548381]
[80975,0.1,2,4.9766595458501428E-2]
[80975,0.2,2,9.7238705593796923E-2]
[80975,0.4,2,0.18870163778779966]
[80975,0.6,2,0.27616900071208161]
[80975,0.8,2,0.35758366959411342]
[80975,1,2,0.43349948571880681]
[80975,1.25,2,0.51926576469657415]
[80975,1.5,2,0.59510246063770866]
[80975,2,2,0.71856950708125633]
[80975,3,2,0.87439670860036389]
[80975,0.1,3,3.4971121133001042E-2]
[80975,0.2,3,6.8636759237281408E-2]
[80975,0.4,3,0.1345043120500039]
[80975,0.6,3,0.19950154284357938]
[80975,0.8,3,0.26283724978241946]
[80975,1,3,0.32419495213228899]
[80975,1.25,3,0.39726244164886459]
[80975,1.5,3,0.46645304217105782]
[80975,2,3,0.59035524962417907]
[80975,3,3,0.77751404383258171]
[80975,0.1,5,2.2034971121132948E-2]
[80975,0.2,5,4.308093994778063E-2]
[80975,0.4,5,8.469815649972301E-2]
[80975,0.6,5,0.12623625286810661]
[80975,0.8,5,0.1676952290529313]
[80975,1,5,0.20899596487063843]
[80975,1.25,5,0.25990980299074296]
[80975,1.5,5,0.30987419890814144]
[80975,2,5,0.40750850541973255]
[80975,3,5,0.58469815649972312]
[80975,0.1,10,1.1670227074926742E-2]
[80975,0.2,10,2.2351451855368215E-2]
[80975,0.4,10,4.3832581691589406E-2]
[80975,0.6,10,6.5155471160693035E-2]
[80975,0.8,10,8.6438800538017196E-2]
[80975,1,10,0.10776169000712083]
[80975,1.25,10,0.13442519186644514]
[80975,1.5,10,0.16108869372576942]
[80975,2,10,0.21449481762797679]
[80975,3,10,0.32122794524883291]
[82158,0.1,0.5,0.11619944361224056]
[82158,0.2,0.5,0.21640273913973893]
[82158,0.4,0.5,0.38920393751337473]
[82158,0.6,0.5,0.52781938797346462]
[82158,0.8,0.5,0.63618125401241177]
[82158,1,0.5,0.72065589557029752]
[82158,1.25,0.5,0.79563449604108705]
[82158,1.5,0.5,0.84905307083244164]
[82158,2,0.5,0.91635459019901555]
[82158,3,0.5,0.96942542264070186]
[82158,0.1,0.75,9.4505670875240783E-2]
[82158,0.2,0.75,0.17785683714958272]
[82158,0.4,0.75,0.3253530922319709]
[82158,0.6,0.75,0.45278728867964901]
[82158,0.8,0.75,0.5589824523860476]
[82158,1,0.75,0.64594478921463727]
[82158,1.25,0.75,0.73146265782152786]
[82158,1.5,0.75,0.79477851487267281]
[82158,2,0.75,0.87647121763321201]
[82158,3,0.75,0.9546062486625293]
[82158,0.1,1,7.9659747485555363E-2]
[82158,0.2,1,0.15150866680933023]
[82158,0.4,1,0.2810025679435052]
[82158,0.6,1,0.39631928097581848]
[82158,0.8,1,0.49679007061844638]
[82158,1,1,0.58353841215493252]
[82158,1.25,1,0.67381767601112774]
[82158,1.5,1,0.7452653541622084]
[82158,2,1,0.84169698266638138]
[82158,3,1,0.93767387117483425]
[82158,0.1,2,4.6838219559169635E-2]
[82158,0.2,2,9.1242242670661278E-2]
[82158,0.4,2,0.17665311363150007]
[82158,0.6,2,0.25861331050716885]
[82158,0.8,2,0.33594585919109782]
[82158,1,2,0.4084635138026963]
[82158,1.25,2,0.49226942007275837]
[82158,1.5,2,0.56740851701262573]
[82158,2,2,0.69535095227904986]
[82158,3,2,0.85574042371067838]
[82158,0.1,3,3.2741279691846877E-2]
[82158,0.2,3,6.4038091161994395E-2]
[82158,0.4,3,0.12510699764605177]
[82158,0.6,3,0.1851059276695913]
[82158,0.8,3,0.24408838005563877]
[82158,1,3,0.30125187245880591]
[82158,1.25,3,0.37023860475069553]
[82158,1.5,3,0.43580141236892794]
[82158,2,3,0.55644125829231761]
[82158,3,3,0.75179221057136747]
[82158,0.1,5,2.027605392681368E-2]
[82158,0.2,5,3.961587845067413E-2]
[82158,0.4,5,7.8081532206291382E-2]
[82158,0.6,5,0.11625294243526652]
[82158,0.8,5,0.15429060560667668]
[82158,1,5,0.19224802054354806]
[82158,1.25,5,0.23930023539482134]
[82158,1.5,5,0.28565696554675801]
[82158,2,5,0.37620372351808262]
[82158,3,5,0.54475176546115989]
[82158,0.1,10,1.0673015193665763E-2]
[82158,0.2,10,2.0356302161352525E-2]
[82158,0.4,10,3.9883372565803543E-2]
[82158,0.6,10,5.9330194735715908E-2]
[82158,0.8,10,7.8723518082602126E-2]
[82158,1,10,9.8116841429488524E-2]
[82158,1.25,10,0.12240530708324418]
[82158,1.5,10,0.14669377273699982]
[82158,2,10,0.19535095227904989]
[82158,3,10,0.2927990584207148]
[83186,0.1,0.5,0.12200660611065238]
[83186,0.2,0.5,0.2297687861271677]
[83186,0.4,0.5,0.40994013212221309]
[83186,0.6,0.5,0.55380367464905034]
[83186,0.8,0.5,0.66775908340214696]
[83186,1,0.5,0.7564512799339389]
[83186,1.25,0.5,0.84029211395540881]
[83186,1.5,0.5,0.89515379851362509]
[83186,2,0.5,0.95135734929810079]
[83186,3,0.5,0.98983278282411236]
[83186,0.1,0.75,9.694983484723381E-2]
[83186,0.2,0.75,0.18458402146985967]
[83186,0.4,0.75,0.33956957060280762]
[83186,0.6,0.75,0.46769199009083406]
[83186,0.8,0.75,0.57860239471511155]
[83186,1,0.75,0.66868806771263423]
[83186,1.25,0.75,0.75916081750619324]
[83186,1.5,0.75,0.83113129644921557]
[83186,2,0.75,0.91917836498761363]
[83186,3,0.75,0.97798823286540049]
[83186,0.1,1,8.1311932287365898E-2]
[83186,0.2,1,0.1553984310487202]
[83186,0.4,1,0.29092691990090835]
[83186,0.6,1,0.40684351775392241]
[83186,0.8,1,0.50859310487200671]
[83186,1,1,0.59847233691164325]
[83186,1.25,1,0.69209331131296448]
[83186,1.5,1,0.76726362510322055]
[83186,2,1,0.87523224607762173]
[83186,3,1,0.96487923203963677]
[83186,0.1,2,4.9778075970272555E-2]
[83186,0.2,2,9.6356317093311356E-2]
[83186,0.4,2,0.18486787778695296]
[83186,0.6,2,0.26788294797687867]
[83186,0.8,2,0.34421449215524363]
[83186,1,2,0.41520437654830722]
[83186,1.25,2,0.49687758051197362]
[83186,1.5,2,0.57181564822460784]
[83186,2,2,0.69748658133773744]
[83186,3,2,0.8702260528488851]
[83186,0.1,3,3.5972336911643407E-2]
[83186,0.2,3,7.0086705202312166E-2]
[83186,0.4,3,0.13596717588769625]
[83186,0.6,3,0.19934454995871184]
[83186,0.8,3,0.26001238645747327]
[83186,1,3,0.31745458298926515]
[83186,1.25,3,0.38462530966143682]
[83186,1.5,3,0.44761560693641628]
[83186,2,3,0.56087427745664742]
[83186,3,3,0.74659372419488024]
[83186,0.1,5,2.3043971924029745E-2]
[83186,0.2,5,4.4978323699422014E-2]
[83186,0.4,5,8.8253509496284105E-2]
[83186,0.6,5,0.13065132122213052]
[83186,0.8,5,0.17276527663088356]
[83186,1,5,0.21405346820809251]
[83186,1.25,5,0.2640379851362511]
[83186,1.5,5,0.31260322047894301]
[83186,2,5,0.4029469446738233]
[83186,3,5,0.56335156895128002]
[83186,0.1,10,1.2438067712634168E-2]
[83186,0.2,10,2.3714905037159475E-2]
[83186,0.4,10,4.6397605284888566E-2]
[83186,0.6,10,6.9002890173410381E-2]
[83186,0.8,10,9.1582369942196512E-2]
[83186,1,10,0.11405862923203967]
[83186,1.25,10,0.14177332782824112]
[83186,1.5,10,0.16941061106523544]
[83186,2,10,0.2241174649050372]
[83186,3,10,0.33195706028075972]
[85612,0.1,0.5,0.12449014276002728]
[85612,0.2,0.5,0.23045547246770912]
[85612,0.4,0.5,0.40870722864264675]
[85612,0.6,0.5,0.55050419215952873]
[85612,0.8,0.5,0.66420235667346472]
[85612,1,0.5,0.75390890550645817]
[85612,1.25,0.5,0.83361658735554045]
[85612,1.5,0.5,0.88499886698391117]
[85612,2,0.5,0.94128144119646495]
[85612,3,0.5,0.98076705189213687]
[85612,0.1,0.75,0.10061182868796745]
[85612,0.2,0.75,0.18921368683435313]
[85612,0.4,0.75,0.34321889870836164]
[85612,0.6,0.75,0.47292091547699977]
[85612,0.8,0.75,0.58140720598232498]
[85612,1,0.75,0.67253002492635394]
[85612,1.25,0.75,0.76498413777475638]
[85612,1.5,0.75,0.83341830953999552]
[85612,2,0.75,0.91069000679809653]
[85612,3,0.75,0.97031497847269421]
[85612,0.1,1,8.4919555857693313E-2]
[85612,0.2,1,0.16185134828914577]
[85612,0.4,1,0.29917289825515525]
[85612,0.6,1,0.41791298436437802]
[85612,0.8,1,0.51999773396782234]
[85612,1,1,0.60831633809200092]
[85612,1.25,1,0.70215839564921823]
[85612,1.5,1,0.77917516428733291]
[85612,2,1,0.88216632676184004]
[85612,3,1,0.96048606390210733]
[85612,0.1,2,5.2062089281667827E-2]
[85612,0.2,2,0.10112168592794019]
[85612,0.4,2,0.19499206888737819]
[85612,0.6,2,0.28325402220711543]
[85612,0.8,2,0.36596419669159302]
[85612,1,2,0.44241445728529349]
[85612,1.25,2,0.52943009290731935]
[85612,1.5,2,0.60735327441649667]
[85612,2,2,0.73249490142760021]
[85612,3,2,0.89216519374575121]
[85612,0.1,3,3.7106276909132173E-2]
[85612,0.2,3,7.2569680489463079E-2]
[85612,0.4,3,0.14188193972354407]
[85612,0.6,3,0.20912644459551333]
[85612,0.8,3,0.27382166326761842]
[85612,1,3,0.33619419895762526]
[85612,1.25,3,0.41066168139587583]
[85612,1.5,3,0.48068207568547477]
[85612,2,3,0.60774983004758676]
[85612,3,3,0.79076025379560388]
[85612,0.1,5,2.3623385452073507E-2]
[85612,0.2,5,4.6028778608656243E-2]
[85612,0.4,5,9.0499660095173351E-2]
[85612,0.6,5,0.13451733514615913]
[85612,0.8,5,0.17833673238159989]
[85612,1,5,0.22147631996374353]
[85612,1.25,5,0.27464309993201907]
[85612,1.5,5,0.32645026059370047]
[85612,2,5,0.42479605710401097]
[85612,3,5,0.60803308406979384]
[85612,0.1,10,1.2548153183775348E-2]
[85612,0.2,10,2.4019941083163351E-2]
[85612,0.4,10,4.7076818490822542E-2]
[85612,0.6,10,7.0048719691819597E-2]
[85612,0.8,10,9.3048946295037488E-2]
[85612,1,10,0.11604917289825518]
[85612,1.25,10,0.14479945615227741]
[85612,1.5,10,0.17349308860185825]
[85612,2,10,0.23088035350101979]
[85612,3,10,0.34449354180829372]
[85663,0.1,0.5,0.11338609772883701]
[85663,0.2,0.5,0.21068479008947003]
[85663,0.4,0.5,0.37824759119064011]
[85663,0.6,0.5,0.51309790089470064]
[85663,0.8,0.5,0.62091362697866481]
[85663,1,0.5,0.70524346180316588]
[85663,1.25,0.5,0.78679886441844449]
[85663,1.5,0.5,0.84605127322780449]
[85663,2,0.5,0.91934790089470064]
[85663,3,0.5,0.97236321403991743]
[85663,0.1,0.75,8.9685134205092942E-2]
[85663,0.2,0.75,0.16902529249827944]
[85663,0.4,0.75,0.31058585684790091]
[85663,0.6,0.75,0.43152099105299385]
[85663,0.8,0.75,0.53365880935994492]
[85663,1,0.75,0.62037594631796289]
[85663,1.25,0.75,0.70767377838953893]
[85663,1.5,0.75,0.77615278733654502]
[85663,2,0.75,0.87211803165863733]
[85663,3,0.75,0.95496386785960086]
[85663,0.1,1,7.4415003441156244E-2]
[85663,0.2,1,0.14168960770818997]
[85663,0.4,1,0.26456039229181005]
[85663,0.6,1,0.37312887130075711]
[85663,0.8,1,0.46952426015141091]
[85663,1,1,0.55314435650378524]
[85663,1.25,1,0.64280798348245016]
[85663,1.5,1,0.71586803165863733]
[85663,2,1,0.82407088781830695]
[85663,3,1,0.93676875430144535]
[85663,0.1,2,4.3251032346868605E-2]
[85663,0.2,2,8.4114762560220255E-2]
[85663,0.4,2,0.16274518238128011]
[85663,0.6,2,0.23806348933241572]
[85663,0.8,2,0.30935994494150032]
[85663,1,2,0.37631194081211294]
[85663,1.25,2,0.45386699931176877]
[85663,1.5,2,0.52477632484514802]
[85663,2,2,0.64560392291810043]
[85663,3,2,0.82271593255333786]
[85663,0.1,3,3.019614590502416E-2]
[85663,0.2,3,5.9015829318651056E-2]
[85663,0.4,3,0.11553682037164487]
[85663,0.6,3,0.17072436338609778]
[85663,0.8,3,0.22472900894700629]
[85663,1,3,0.277185134205093]
[85663,1.25,3,0.34017980041293883]
[85663,1.5,3,0.40037852718513428]
[85663,2,3,0.51187198898830011]
[85663,3,3,0.69199501032346877]
[85663,0.1,5,1.868977976600137E-2]
[85663,0.2,5,3.6540777701307751E-2]
[85663,0.4,5,7.1941672401927018E-2]
[85663,0.6,5,0.10719201651754993]
[85663,0.8,5,0.14227030282174816]
[85663,1,5,0.17693995182381286]
[85663,1.25,5,0.21984686854783209]
[85663,1.5,5,0.26197952512044054]
[85663,2,5,0.34482536132140401]
[85663,3,5,0.49881710254645562]
[85663,0.1,10,9.8718169304887124E-3]
[85663,0.2,10,1.8775808671713794E-2]
[85663,0.4,10,3.6734342739160472E-2]
[85663,0.6,10,5.4563833448038515E-2]
[85663,0.8,10,7.2414831383344896E-2]
[85663,1,10,9.0265829318651125E-2]
[85663,1.25,10,0.1126118375774261]
[85663,1.5,10,0.13500086028905714]
[85663,2,10,0.17980041293874741]
[85663,3,10,0.26860375086028915]
[90451,0.1,0.5,0.10062610625313725]
[90451,0.2,0.5,0.19176815576044171]
[90451,0.4,0.5,0.35365757007370618]
[90451,0.6,0.5,0.48815153356405044]
[90451,0.8,0.5,0.59889572821176662]
[90451,1,0.5,0.68853195255329835]
[90451,1.25,0.5,0.77486592872427551]
[90451,1.5,0.5,0.83977491876469501]
[90451,2,0.5,0.91992708636039422]
[90451,3,0.5,0.97902411962063784]
[90451,0.1,0.75,7.90954481811217E-2]
[90451,0.2,0.75,0.15203550577232985]
[90451,0.4,0.75,0.28576334768710537]
[90451,0.6,0.75,0.40268935091009961]
[90451,0.8,0.75,0.50468919240218746]
[90451,1,0.75,0.59186854410482659]
[90451,1.25,0.75,0.68184820225609599]
[90451,1.5,0.75,0.75489393178876185]
[90451,2,0.75,0.85924497397828437]
[90451,3,0.75,0.95765196946080888]
[90451,0.1,1,6.5278841835521711E-2]
[90451,0.2,1,0.12611946212981801]
[90451,0.4,1,0.24043008480173308]
[90451,0.6,1,0.34430560325469584]
[90451,0.8,1,0.43700631389850214]
[90451,1,1,0.51961535413309379]
[90451,1.25,1,0.60790426122103935]
[90451,1.5,1,0.68187462024146039]
[90451,2,1,0.79430956595250046]
[90451,3,1,0.92695427046733414]
[90451,0.1,2,3.7909808997965873E-2]
[90451,0.2,2,7.4366628800887763E-2]
[90451,0.4,2,0.1455630993580429]
[90451,0.6,2,0.21440836921776352]
[90451,0.8,2,0.28032124270203157]
[90451,1,2,0.343407391752305]
[90451,1.25,2,0.41753625868491273]
[90451,1.5,2,0.48458510553985151]
[90451,2,2,0.59987319367025072]
[90451,3,2,0.76860486619290413]
[90451,0.1,3,2.6338731408342794E-2]
[90451,0.2,3,5.1832087285023726E-2]
[90451,0.4,3,0.10239611127255448]
[90451,0.6,3,0.1523789395820675]
[90451,0.8,3,0.20156922833064755]
[90451,1,3,0.24967637967928566]
[90451,1.25,3,0.30835072517369827]
[90451,1.5,3,0.36462103399994722]
[90451,2,3,0.46847013446754548]
[90451,3,3,0.63627717750244361]
[90451,0.1,5,1.6167807043034946E-2]
[90451,0.2,5,3.1780836393416716E-2]
[90451,0.4,5,6.2901223152722383E-2]
[90451,0.6,5,9.3995191926663668E-2]
[90451,0.8,5,0.12511557868596951]
[90451,1,5,0.15618312947454632]
[90451,1.25,5,0.19501756796026737]
[90451,1.5,5,0.23369349853380181]
[90451,2,5,0.30924893667608916]
[90451,3,5,0.45127202599529759]
[90451,0.1,10,8.4537553166195625E-3]
[90451,0.2,10,1.624706099912826E-2]
[90451,0.4,10,3.1939344305603336E-2]
[90451,0.6,10,4.7605209626713857E-2]
[90451,0.8,10,6.3271074947824565E-2]
[90451,1,10,7.893694026893508E-2]
[90451,1.25,10,9.8565503394711165E-2]
[90451,1.5,10,0.11819406652048724]
[90451,2,10,0.15747761075740369]
[90451,3,10,0.23615037117269436]
[90495,0.1,0.5,0.11436013519799069]
[90495,0.2,0.5,0.2155725758938262]
[90495,0.4,0.5,0.38686470898322434]
[90495,0.6,0.5,0.52361313529101683]
[90495,0.8,0.5,0.63360104189277178]
[90495,1,0.5,0.72147973580576141]
[90495,1.25,0.5,0.80523427083010335]
[90495,1.5,0.5,0.86511209649911625]
[90495,2,0.5,0.93615305900958168]
[90495,3,0.5,0.98592204409439055]
[90495,0.1,0.75,9.2498992216813042E-2]
[90495,0.2,0.75,0.17588142267977303]
[90495,0.4,0.75,0.32404105553660584]
[90495,0.6,0.75,0.44633942137740706]
[90495,0.8,0.75,0.54866817575738791]
[90495,1,0.75,0.63505845142485051]
[90495,1.25,0.75,0.72411547644888219]
[90495,1.5,0.75,0.79599367422245648]
[90495,2,0.75,0.89252379918757163]
[90495,3,0.75,0.97119290520636303]
[90495,0.1,1,7.752178362119766E-2]
[90495,0.2,1,0.1485937548451115]
[90495,0.4,1,0.27867530776148103]
[90495,0.6,1,0.39008961518186613]
[90495,0.8,1,0.48596855716456322]
[90495,1,1,0.56944401376786891]
[90495,1.25,1,0.65784985580948252]
[90495,1.5,1,0.73134050668237771]
[90495,2,1,0.84560761574002297]
[90495,3,1,0.95125430245899101]
[90495,0.1,2,4.6078948184439847E-2]
[90495,0.2,2,9.0483425842661863E-2]
[90495,0.4,2,0.176718657942882]
[90495,0.6,2,0.2578374523241031]
[90495,0.8,2,0.33216533846010737]
[90495,1,2,0.40032249061986425]
[90495,1.25,2,0.47756519582002549]
[90495,1.5,2,0.54748984464634565]
[90495,2,2,0.66783466153989279]
[90495,3,2,0.83946789047722414]
[90495,0.1,3,3.2187044559521344E-2]
[90495,0.2,3,6.3474836429036577E-2]
[90495,0.4,3,0.1254612546125462]
[90495,0.6,3,0.18651741139260133]
[90495,0.8,3,0.24645725448851138]
[90495,1,3,0.30394740922199148]
[90495,1.25,3,0.37148438711277881]
[90495,1.5,3,0.4332227355887005]
[90495,2,3,0.54445099072839465]
[90495,3,3,0.7230611801916339]
[90495,0.1,5,1.9814567893578185E-2]
[90495,0.2,5,3.900896151818669E-2]
[90495,0.4,5,7.7273713913609751E-2]
[90495,0.6,5,0.11556947502248142]
[90495,0.8,5,0.15380321870445596]
[90495,1,5,0.1920059536729822]
[90495,1.25,5,0.23963533752984592]
[90495,1.5,5,0.28673757325808563]
[90495,2,5,0.37849235635213502]
[90495,3,5,0.54559831312598839]
[90495,0.1,10,1.0387919005240498E-2]
[90495,0.2,10,1.9969611460820547E-2]
[90495,0.4,10,3.9319048652671419E-2]
[90495,0.6,10,5.8637477131073881E-2]
[90495,0.8,10,7.7924896896027829E-2]
[90495,1,10,9.7243325374430298E-2]
[90495,1.25,10,0.12143012186424397]
[90495,1.5,10,0.14561691835405752]
[90495,2,10,0.19402152004713327]
[90495,3,10,0.29095475828707873]
[91619,0.1,0.5,0.11423447038940426]
[91619,0.2,0.5,0.21808712447832226]
[91619,0.4,0.5,0.399544717690477]
[91619,0.6,0.5,0.54806332563032456]
[91619,0.8,0.5,0.66619528851791809]
[91619,1,0.5,0.75707929500224191]
[91619,1.25,0.5,0.84272065671024043]
[91619,1.5,0.5,0.89907908805573766]
[91619,2,0.5,0.95836926154589031]
[91619,3,0.5,0.99586106991342738]
[91619,0.1,0.75,9.0987479736488061E-2]
[91619,0.2,0.75,0.17497326940985744]
[91619,0.4,0.75,0.32528541372055314]
[91619,0.6,0.75,0.45631704204463142]
[91619,0.8,0.75,0.56551581416203922]
[91619,1,0.75,0.65767599075638938]
[91619,1.25,0.75,0.7522850343186287]
[91619,1.5,0.75,0.82433690890904698]
[91619,2,0.75,0.91732487152071196]
[91619,3,0.75,0.98482392301590038]
[91619,0.1,1,7.6397751181319626E-2]
[91619,0.2,1,0.14800124167902587]
[91619,0.4,1,0.27792915531335149]
[91619,0.6,1,0.39499189459524708]
[91619,0.8,1,0.49694753906115263]
[91619,1,1,0.58524471424136848]
[91619,1.25,1,0.6770599799951712]
[91619,1.5,1,0.75390611526920281]
[91619,2,1,0.86507087917773262]
[91619,3,1,0.96816472941744569]
[91619,0.1,2,4.7114820818818327E-2]
[91619,0.2,2,9.2643051771117174E-2]
[91619,0.4,2,0.18038836960645663]
[91619,0.6,2,0.26227020315248506]
[91619,0.8,2,0.33953023143517397]
[91619,1,2,0.41158210602559242]
[91619,1.25,2,0.49391232366433274]
[91619,1.5,2,0.5671024040285586]
[91619,2,2,0.68395819680612557]
[91619,3,2,0.84565239885489607]
[91619,0.1,3,3.4215155382333579E-2]
[91619,0.2,3,6.7637015831407535E-2]
[91619,0.4,3,0.13334253095574794]
[91619,0.6,3,0.19656468802814467]
[91619,0.8,3,0.25678612078777641]
[91619,1,3,0.31486910633601206]
[91619,1.25,3,0.38481702479908947]
[91619,1.5,3,0.45031559341910116]
[91619,2,3,0.56330838478253376]
[91619,3,3,0.73186631255820367]
[91619,0.1,5,2.2419204635601649E-2]
[91619,0.2,5,4.4286551926327009E-2]
[91619,0.4,5,8.791777325561341E-2]
[91619,0.6,5,0.13127306591246155]
[91619,0.8,5,0.17390404580415958]
[91619,1,5,0.21601765943503598]
[91619,1.25,5,0.26661607974338625]
[91619,1.5,5,0.31583485668954575]
[91619,2,5,0.41013348049529191]
[91619,3,5,0.57486289794088219]
[91619,0.1,10,1.2002897251060567E-2]
[91619,0.2,10,2.3453937157244843E-2]
[91619,0.4,10,4.6424999137722904E-2]
[91619,0.6,10,6.9430552202255649E-2]
[91619,0.8,10,9.2436105266788526E-2]
[91619,1,10,0.11547614941537609]
[91619,1.25,10,0.14424171351705581]
[91619,1.5,10,0.17286931328251637]
[91619,2,10,0.22974511088883517]
[91619,3,10,0.34094436588141958]
[92166,0.1,0.5,0.11541706507677595]
[92166,0.2,0.5,0.21739130434782611]
[92166,0.4,0.5,0.39240114742111476]
[92166,0.6,0.5,0.53189155745542493]
[92166,0.8,0.5,0.64407446988019579]
[92166,1,0.5,0.7338995444063221]
[92166,1.25,0.5,0.81700320602958554]
[92166,1.5,0.5,0.87412115417065084]
[92166,2,0.5,0.94091343720119247]
[92166,3,0.5,0.98543225153270708]
[92166,0.1,0.75,9.2693627313122209E-2]
[92166,0.2,0.75,0.17700658079757017]
[92166,0.4,0.75,0.3254963721244164]
[92166,0.6,0.75,0.45086900275606051]
[92166,0.8,0.75,0.55613364081219407]
[92166,1,0.75,0.64593059227178129]
[92166,1.25,0.75,0.73718994319140563]
[92166,1.5,0.75,0.80884751673322453]
[92166,2,0.75,0.90016311378592728]
[92166,3,0.75,0.97201754879352054]
[92166,0.1,1,7.7704032847741661E-2]
[92166,0.2,1,0.14978345238764837]
[92166,0.4,1,0.28004949659710893]
[92166,0.6,1,0.3930198548849767]
[92166,0.8,1,0.49001631137859269]
[92166,1,1,0.57562292592384279]
[92166,1.25,1,0.66665729231115356]
[92166,1.5,1,0.74199898756960458]
[92166,2,1,0.85226953146971141]
[92166,3,1,0.95607177006580801]
[92166,0.1,2,4.6543675122335371E-2]
[92166,0.2,2,9.1343720119241731E-2]
[92166,0.4,2,0.17748467292873615]
[92166,0.6,2,0.25915405815850162]
[92166,0.8,2,0.33443950728387423]
[92166,1,2,0.40303166657292311]
[92166,1.25,2,0.4814387760841442]
[92166,1.5,2,0.5512121041678385]
[92166,2,2,0.66932898363237525]
[92166,3,2,0.83235840035997533]
[92166,0.1,3,3.2482141852747656E-2]
[92166,0.2,3,6.3951853310084961E-2]
[92166,0.4,3,0.12610383036166259]
[92166,0.6,3,0.18724337701783006]
[92166,0.8,3,0.24655492434895099]
[92166,1,3,0.30384161088925132]
[92166,1.25,3,0.37099949378480229]
[92166,1.5,3,0.43348894763485013]
[92166,2,3,0.54508127566229825]
[92166,3,3,0.71387592103042918]
[92166,0.1,5,2.0023623375893002E-2]
[92166,0.2,5,3.9344170088306457E-2]
[92166,0.4,5,7.7929017380055143E-2]
[92166,0.6,5,0.11648574160526462]
[92166,0.8,5,0.15487372743123914]
[92166,1,5,0.19309297485797849]
[92166,1.25,5,0.24050846504302828]
[92166,1.5,5,0.28767084762922546]
[92166,2,5,0.37907081388154562]
[92166,3,5,0.53940041622138479]
[92166,0.1,10,1.0433657686034147E-2]
[92166,0.2,10,2.0136115642049639E-2]
[92166,0.4,10,3.9597277687159045E-2]
[92166,0.6,10,5.9002193599190025E-2]
[92166,0.8,10,7.8407109511221013E-2]
[92166,1,10,9.7840148489791307E-2]
[92166,1.25,10,0.1221666010461781]
[92166,1.5,10,0.14649305360256482]
[92166,2,10,0.19523032791495584]
[92166,3,10,0.29273299960627702]
[92485,0.1,0.5,0.10453229960438622]
[92485,0.2,0.5,0.19873616015718334]
[92485,0.4,0.5,0.36351326235297232]
[92485,0.6,0.5,0.49916363539813607]
[92485,0.8,0.5,0.60709449592438192]
[92485,1,0.5,0.69195231394206513]
[92485,1.25,0.5,0.77681013195974835]
[92485,1.5,0.5,0.83915248387011121]
[92485,2,0.5,0.9149297719247006]
[92485,3,0.5,0.97313012771154717]
[92485,0.1,0.75,8.2202692297480201E-2]
[92485,0.2,0.75,0.15795342909486759]
[92485,0.4,0.75,0.29373655842604135]
[92485,0.6,0.75,0.41191620423227032]
[92485,0.8,0.75,0.51257202028516047]
[92485,1,0.75,0.59742983830284369]
[92485,1.25,0.75,0.68470382072591129]
[92485,1.5,0.75,0.75572843374133769]
[92485,2,0.75,0.85824283779836974]
[92485,3,0.75,0.94965881634495386]
[92485,0.1,1,6.7811910893980698E-2]
[92485,0.2,1,0.13148182566444516]
[92485,0.4,1,0.24841356238217877]
[92485,0.6,1,0.35299896450096913]
[92485,0.8,1,0.44499907070599792]
[92485,1,1,0.52574144385736665]
[92485,1.25,1,0.61213923479276744]
[92485,1.5,1,0.68427900061067892]
[92485,2,1,0.79579428085919868]
[92485,3,1,0.91984175450707595]
[92485,0.1,2,3.9402065687810177E-2]
[92485,0.2,2,7.7635876058731373E-2]
[92485,0.4,2,0.15203249873881519]
[92485,0.6,2,0.22364123941268615]
[92485,0.8,2,0.2912141889918487]
[92485,1,2,0.3544327323898786]
[92485,1.25,2,0.42771420226747736]
[92485,1.5,2,0.49334891007089177]
[92485,2,2,0.60876722512810977]
[92485,3,2,0.77165918806255474]
[92485,0.1,3,2.7427448689695304E-2]
[92485,0.2,3,5.4191115949340118E-2]
[92485,0.4,3,0.10737328412500324]
[92485,0.6,3,0.15944029949818114]
[92485,0.8,3,0.21071077715529823]
[92485,1,3,0.26075989698112201]
[92485,1.25,3,0.32044712317128204]
[92485,1.5,3,0.37742612112683527]
[92485,2,3,0.48243634336085811]
[92485,3,3,0.65236438945384057]
[92485,0.1,5,1.70459071237022E-2]
[92485,0.2,5,3.3507686588959813E-2]
[92485,0.4,5,6.6484348033879356E-2]
[92485,0.6,5,9.9381355707192615E-2]
[92485,0.8,5,0.13227836338050605]
[92485,1,5,0.16496296099620311]
[92485,1.25,5,0.20555983325810473]
[92485,1.5,5,0.24567878289036979]
[92485,2,5,0.32496083689562694]
[92485,3,5,0.4744975174574515]
[92485,0.1,10,8.9743249342854759E-3]
[92485,0.2,10,1.7284868438520465E-2]
[92485,0.4,10,3.3959057961394382E-2]
[92485,0.6,10,5.0659798741470259E-2]
[92485,0.8,10,6.7387090778748299E-2]
[92485,1,10,8.4114382816026331E-2]
[92485,1.25,10,0.10506332474842668]
[92485,1.5,10,0.12585295913761504]
[92485,2,10,0.16751188168759787]
[92485,3,10,0.25077662427315928]
[93028,0.1,0.5,0.12382526708911139]
[93028,0.2,0.5,0.23213028438485325]
[93028,0.4,0.5,0.41173049254599448]
[93028,0.6,0.5,0.55223926286466463]
[93028,0.8,0.5,0.66290139896531663]
[93028,1,0.5,0.74754339241436318]
[93028,1.25,0.5,0.82508341751614789]
[93028,1.5,0.5,0.87984816481464478]
[93028,2,0.5,0.94664340159794291]
[93028,3,0.5,0.99182661401414263]
[93028,0.1,0.75,0.10007040744482204]
[93028,0.2,0.75,0.18979398169406442]
[93028,0.4,0.75,0.34505770349282155]
[93028,0.6,0.75,0.4728931337435332]
[93028,0.8,0.75,0.57972877827777269]
[93028,1,0.75,0.66887072580892037]
[93028,1.25,0.75,0.75691064376894113]
[93028,1.5,0.75,0.82140998561239176]
[93028,2,0.75,0.90712339670003372]
[93028,3,0.75,0.98077570637034317]
[93028,0.1,1,8.4488933786389983E-2]
[93028,0.2,1,0.16221263048336251]
[93028,0.4,1,0.29947653595371476]
[93028,0.6,1,0.41577126764012612]
[93028,0.8,1,0.51642330180304286]
[93028,1,1,0.60348363792206206]
[93028,1.25,1,0.6941561820797747]
[93028,1.5,1,0.76612483546086263]
[93028,2,1,0.86604218324302806]
[93028,3,1,0.96504117304925463]
[93028,0.1,2,5.1917837573086031E-2]
[93028,0.2,2,0.10153978020632443]
[93028,0.4,2,0.19646738298588798]
[93028,0.6,2,0.28374200263262622]
[93028,0.8,2,0.36348608687666456]
[93028,1,2,0.43634248630116024]
[93028,1.25,2,0.51988245017907986]
[93028,1.5,2,0.59273884960357548]
[93028,2,2,0.71359475923715066]
[93028,3,2,0.86977683901184688]
[93028,0.1,3,3.6979214497811302E-2]
[93028,0.2,3,7.2825787491964403E-2]
[93028,0.4,3,0.14304956071876823]
[93028,0.6,3,0.21128355833103746]
[93028,0.8,3,0.27660942235283315]
[93028,1,3,0.33826185447087276]
[93028,1.25,3,0.41050601524474239]
[93028,1.5,3,0.47644411791716407]
[93028,2,3,0.59527964000367339]
[93028,3,3,0.77322680380812436]
[93028,0.1,5,2.3571188049101636E-2]
[93028,0.2,5,4.628524198732667E-2]
[93028,0.4,5,9.1376618605932686E-2]
[93028,0.6,5,0.13631493556188209]
[93028,0.8,5,0.18091652125998714]
[93028,1,5,0.22484464444240371]
[93028,1.25,5,0.27924204855052498]
[93028,1.5,5,0.33134355771879881]
[93028,2,5,0.42976092080693057]
[93028,3,5,0.60602442832216008]
[93028,0.1,10,1.2520280405301953E-2]
[93028,0.2,10,2.4183426699727634E-2]
[93028,0.4,10,4.7570943153641347E-2]
[93028,0.6,10,7.092784767502372E-2]
[93028,0.8,10,9.4345976061468773E-2]
[93028,1,10,0.11770288058285126]
[93028,1.25,10,0.14690666421771215]
[93028,1.5,10,0.1760798359200417]
[93028,2,10,0.23442617932470081]
[93028,3,10,0.34805767288088896]
[95443,0.1,0.5,0.11021168797134796]
[95443,0.2,0.5,0.20793174737209916]
[95443,0.4,0.5,0.37422473284220953]
[95443,0.6,0.5,0.50985644818449183]
[95443,0.8,0.5,0.61992254607925923]
[95443,1,0.5,0.70800454241038935]
[95443,1.25,0.5,0.7911655941531025]
[95443,1.5,0.5,0.85161459394927641]
[95443,2,0.5,0.92385638994846109]
[95443,3,0.5,0.98194683050403297]
[95443,0.1,0.75,8.8285822438342695E-2]
[95443,0.2,0.75,0.16830212852691973]
[95443,0.4,0.75,0.30908773258014738]
[95443,0.6,0.75,0.42984014209591481]
[95443,0.8,0.75,0.53230643799318644]
[95443,1,0.75,0.62000990012520751]
[95443,1.25,0.75,0.70943132516087704]
[95443,1.5,0.75,0.778353667414029]
[95443,2,0.75,0.8712692542876278]
[95443,3,0.75,0.96060332527734904]
[95443,0.1,1,7.3988876918149371E-2]
[95443,0.2,1,0.1420959147424512]
[95443,0.4,1,0.26491570334566]
[95443,0.6,1,0.37282706810703786]
[95443,0.8,1,0.46909122674198528]
[95443,1,1,0.55233963253064666]
[95443,1.25,1,0.64158634947441995]
[95443,1.5,1,0.7155752263925691]
[95443,2,1,0.81987595725475348]
[95443,3,1,0.93131060186937653]
[95443,0.1,2,4.4142911219171452E-2]
[95443,0.2,2,8.6160207320269133E-2]
[95443,0.4,2,0.16728299799085705]
[95443,0.6,2,0.2436886701802406]
[95443,0.8,2,0.31534810587310369]
[95443,1,2,0.38234865911539478]
[95443,1.25,2,0.45986081588678918]
[95443,1.5,2,0.52936551844626278]
[95443,2,2,0.64790495879800836]
[95443,3,2,0.80639431616341029]
[95443,0.1,3,3.0923332265672905E-2]
[95443,0.2,3,6.074017994933481E-2]
[95443,0.4,3,0.11918003668869939]
[95443,0.6,3,0.17648429083073705]
[95443,0.8,3,0.23253647031418348]
[95443,1,3,0.28707451300119385]
[95443,1.25,3,0.35279387356957753]
[95443,1.5,3,0.41437847596307847]
[95443,2,3,0.52336720729115105]
[95443,3,3,0.69420260315056925]
[95443,0.1,5,1.9101418047346063E-2]
[95443,0.2,5,3.7562239757738293E-2]
[95443,0.4,5,7.4280057071310066E-2]
[95443,0.6,5,0.11079404827766948]
[95443,0.8,5,0.14727892146871277]
[95443,1,5,0.1837929126750722]
[95443,1.25,5,0.2292461345834669]
[95443,1.5,5,0.27426258626212047]
[95443,2,5,0.36176222228692895]
[95443,3,5,0.52188218851003121]
[95443,0.1,10,1.0016597268730196E-2]
[95443,0.2,10,1.9217890108610303E-2]
[95443,0.4,10,3.7795183880266772E-2]
[95443,0.6,10,5.6314241621291221E-2]
[95443,0.8,10,7.4862417377631676E-2]
[95443,1,10,9.3439711149288146E-2]
[95443,1.25,10,0.11664676935620077]
[95443,1.5,10,0.13988294557842942]
[95443,2,10,0.18638441603820291]
[95443,3,10,0.27944559298838201]
[96879,0.1,0.5,0.12969220372304482]
[96879,0.2,0.5,0.2401241014929042]
[96879,0.4,0.5,0.42796584137126009]
[96879,0.6,0.5,0.57350863181175893]
[96879,0.8,0.5,0.68566074829514034]
[96879,1,0.5,0.77019721078822878]
[96879,1.25,0.5,0.84235424218222044]
[96879,1.5,0.5,0.89005959329114703]
[96879,2,0.5,0.94618172881980711]
[96879,3,0.5,0.98620753210050993]
[96879,0.1,0.75,0.10474903237697375]
[96879,0.2,0.75,0.1973950973766665]
[96879,0.4,0.75,0.35937212016956444]
[96879,0.6,0.75,0.49440928918105304]
[96879,0.8,0.75,0.60373533206364816]
[96879,1,0.75,0.69260305953185486]
[96879,1.25,0.75,0.77898261350371689]
[96879,1.5,0.75,0.84020396879031767]
[96879,2,0.75,0.91291392762794121]
[96879,3,0.75,0.97508754684524179]
[96879,0.1,1,8.7761872580942521E-2]
[96879,0.2,1,0.16818209743810289]
[96879,0.4,1,0.3109295324691283]
[96879,0.6,1,0.43589113472998708]
[96879,0.8,1,0.54085519444615104]
[96879,1,1,0.62895496713153531]
[96879,1.25,1,0.71908214044357066]
[96879,1.5,1,0.78927320759353692]
[96879,2,1,0.87930822633163364]
[96879,3,1,0.95920624193647475]
[96879,0.1,2,5.2497388953738497E-2]
[96879,0.2,2,0.10262947717638388]
[96879,0.4,2,0.19874669779443394]
[96879,0.6,2,0.28881243472384349]
[96879,0.8,2,0.37353320636480936]
[96879,1,2,0.45137310315168649]
[96879,1.25,2,0.53839773914111932]
[96879,1.5,2,0.61387233519690365]
[96879,2,2,0.7337347176998219]
[96879,3,2,0.88161209068010082]
[96879,0.1,3,3.713829329729075E-2]
[96879,0.2,3,7.3017140750752663E-2]
[96879,0.4,3,0.14354610800516071]
[96879,0.6,3,0.21210911101554342]
[96879,0.8,3,0.27876758616452668]
[96879,1,3,0.34296860600847828]
[96879,1.25,3,0.41921115684708488]
[96879,1.5,3,0.48992443324937029]
[96879,2,3,0.61276648030963932]
[96879,3,3,0.78798304355839521]
[96879,0.1,5,2.3560852736990937E-2]
[96879,0.2,5,4.6261596117220728E-2]
[96879,0.4,5,9.1294464581925444E-2]
[96879,0.6,5,0.13574368741168522]
[96879,0.8,5,0.18019291024144507]
[96879,1,5,0.22433495115807583]
[96879,1.25,5,0.27885974073846537]
[96879,1.5,5,0.33286232106653563]
[96879,2,5,0.43662837132149662]
[96879,3,5,0.61906370952878298]
[96879,0.1,10,1.2625176629600091E-2]
[96879,0.2,10,2.4267371137187525E-2]
[96879,0.4,10,4.7705351108926729E-2]
[96879,0.6,10,7.1081894698040285E-2]
[96879,0.8,10,9.4458438287153737E-2]
[96879,1,10,0.11786570006758011]
[96879,1.25,10,0.14714013638876949]
[96879,1.5,10,0.17644529090127181]
[96879,2,10,0.23496344535233768]
[96879,3,10,0.35080174479326659]
[97847,0.1,0.5,0.1183583528439608]
[97847,0.2,0.5,0.22189781021897814]
[97847,0.4,0.5,0.40077124363035399]
[97847,0.6,0.5,0.54590276821374462]
[97847,0.8,0.5,0.65696185098471283]
[97847,1,0.5,0.73926456410962671]
[97847,1.25,0.5,0.81346921911582426]
[97847,1.5,0.5,0.86580360831841341]
[97847,2,0.5,0.928907863930588]
[97847,3,0.5,0.97733094615066796]
[97847,0.1,0.75,9.5744387825368385E-2]
[97847,0.2,0.75,0.18151769728687508]
[97847,0.4,0.75,0.33480236881972186]
[97847,0.6,0.75,0.46759399531744938]
[97847,0.8,0.75,0.577578845888996]
[97847,1,0.75,0.66693292934857462]
[97847,1.25,0.75,0.75124638479548278]
[97847,1.5,0.75,0.81330395262360555]
[97847,2,0.75,0.89367855667263463]
[97847,3,0.75,0.96317311665059901]
[97847,0.1,1,8.0071615479961347E-2]
[97847,0.2,1,0.15339484919432583]
[97847,0.4,1,0.2882523068447872]
[97847,0.6,1,0.40928246797961709]
[97847,0.8,1,0.51450213469219108]
[97847,1,1,0.60330532984437402]
[97847,1.25,1,0.69263186888858286]
[97847,1.5,1,0.76347610521966669]
[97847,2,1,0.85886241564522792]
[97847,3,1,0.94868475416609288]
[97847,0.1,2,4.7045861451590648E-2]
[97847,0.2,2,9.2080980581187064E-2]
[97847,0.4,2,0.17870816691915714]
[97847,0.6,2,0.26219528990497171]
[97847,0.8,2,0.34199146123123536]
[97847,1,2,0.41688472662167742]
[97847,1.25,2,0.5034568241289078]
[97847,1.5,2,0.58187577468668228]
[97847,2,2,0.70976449524858842]
[97847,3,2,0.86536289767249697]
[97847,0.1,3,3.2612587797823923E-2]
[97847,0.2,3,6.4150943396226429E-2]
[97847,0.4,3,0.12637377771656799]
[97847,0.6,3,0.18763255749896712]
[97847,0.8,3,0.24773447183583527]
[97847,1,3,0.30610108800440711]
[97847,1.25,3,0.37658724693568379]
[97847,1.5,3,0.44346508745351887]
[97847,2,3,0.569040077124363]
[97847,3,3,0.76347610521966669]
[97847,0.1,5,2.0024789973832717E-2]
[97847,0.2,5,3.9250791901941806E-2]
[97847,0.4,5,7.7565073681311186E-2]
[97847,0.6,5,0.11593444429142]
[97847,0.8,5,0.15422118165541937]
[97847,1,5,0.19237019694256985]
[97847,1.25,5,0.23993940228618643]
[97847,1.5,5,0.28723316347610522]
[97847,2,5,0.37975485470320891]
[97847,3,5,0.55364274893265397]
[97847,0.1,10,1.0521966671257345E-2]
[97847,0.2,10,2.0107423219942071E-2]
[97847,0.4,10,3.9416058394160514E-2]
[97847,0.6,10,5.8669604737639512E-2]
[97847,0.8,10,7.7923151081118316E-2]
[97847,1,10,9.7176697424597128E-2]
[97847,1.25,10,0.12125051645778821]
[97847,1.5,10,0.14535187990634901]
[97847,2,10,0.19363724004957997]
[97847,3,10,0.29023550475141163]
[101022,0.1,0.5,9.3762259709690141E-2]
[101022,0.2,0.5,0.17523211717013204]
[101022,0.4,0.5,0.31816398587681438]
[101022,0.6,0.5,0.43794952268863607]
[101022,0.8,0.5,0.53798875375964439]
[101022,1,0.5,0.62233555642735716]
[101022,1.25,0.5,0.71125931737936443]
[101022,1.5,0.5,0.78226755590427621]
[101022,2,0.5,0.87969138224140186]
[101022,3,0.5,0.96273048254217342]
[101022,0.1,0.75,7.4539034915653238E-2]
[101022,0.2,0.75,0.14005492349941162]
[101022,0.4,0.75,0.2582712174709037]
[101022,0.6,0.75,0.36184124493265335]
[101022,0.8,0.75,0.45259578919837845]
[101022,1,0.75,0.53145024192493784]
[101022,1.25,0.75,0.61501242317248594]
[101022,1.5,0.75,0.68536681051392701]
[101022,2,0.75,0.79338302602327715]
[101022,3,0.75,0.92049169608996995]
[101022,0.1,1,6.3031254086569927E-2]
[101022,0.2,1,0.11900091539165687]
[101022,0.4,1,0.2208709297763829]
[101022,0.6,1,0.31201778475219039]
[101022,0.8,1,0.39348764221263244]
[101022,1,1,0.46671897476134427]
[101022,1.25,1,0.54714267032823327]
[101022,1.5,1,0.61684320648620383]
[101022,2,1,0.72512096246894209]
[101022,3,1,0.87040669543611882]
[101022,0.1,2,4.1323394795344554E-2]
[101022,0.2,2,7.7939061069700541E-2]
[101022,0.4,2,0.14554727344056498]
[101022,0.6,2,0.20792467634366416]
[101022,0.8,2,0.26677128285602197]
[101022,1,2,0.32077939061069705]
[101022,1.25,2,0.38381064469726694]
[101022,1.5,2,0.4433111023930954]
[101022,2,2,0.55145808813913955]
[101022,3,2,0.71047469595919965]
[101022,0.1,3,3.1646397279979074E-2]
[101022,0.2,3,6.0285079115993234E-2]
[101022,0.4,3,0.11259317379364465]
[101022,0.6,3,0.16137047208055447]
[101022,0.8,3,0.20714005492349946]
[101022,1,3,0.25134039492611487]
[101022,1.25,3,0.30299463842029556]
[101022,1.5,3,0.35085654505034652]
[101022,2,3,0.4423957107362364]
[101022,3,3,0.60141231855629662]
[101022,0.1,5,2.1969399764613592E-2]
[101022,0.2,5,4.2238786452203532E-2]
[101022,0.4,5,8.0685236040277233E-2]
[101022,0.6,5,0.11690859160455082]
[101022,0.8,5,0.15064731267163595]
[101022,1,5,0.18294756113508565]
[101022,1.25,5,0.22230940238001831]
[101022,1.5,5,0.26062508173139798]
[101022,2,5,0.33294102262325098]
[101022,3,5,0.46214201647704978]
[101022,0.1,10,1.2292402249248111E-2]
[101022,0.2,10,2.4061723551719649E-2]
[101022,0.4,10,4.7338825683274501E-2]
[101022,0.6,10,7.0223617104746949E-2]
[101022,0.8,10,9.2585327579442933E-2]
[101022,1,10,0.11481626781744476]
[101022,1.25,10,0.14214724728651768]
[101022,1.5,10,0.16908591604550804]
[101022,2,10,0.22152478095985353]
[101022,3,10,0.32195632274094421]
[101079,0.1,0.5,6.9471246622925517E-2]
[101079,0.2,0.5,0.1305802135597581]
[101079,0.4,0.5,0.23272867618680038]
[101079,0.6,0.5,0.31435739096873788]
[101079,0.8,0.5,0.37842531840988031]
[101079,1,0.5,0.42930657403833783]
[101079,1.25,0.5,0.48128135854882281]
[101079,1.5,0.5,0.52360735880612386]
[101079,2,0.5,0.59262832883056737]
[101079,3,0.5,0.6949054419143188]
[101079,0.1,0.75,5.3840216132767259E-2]
[101079,0.2,0.75,0.10311334105236072]
[101079,0.4,0.75,0.18930914704747201]
[101079,0.6,0.75,0.26238260645825284]
[101079,0.8,0.75,0.3220764183712852]
[101079,1,0.75,0.37012736395214202]
[101079,1.25,0.75,0.42075131866718118]
[101079,1.5,0.75,0.46249839186929115]
[101079,2,0.75,0.52901067798790691]
[101079,3,0.75,0.6269780007719028]
[101079,0.1,1,4.4062781422873967E-2]
[101079,0.2,1,8.5359578026502E-2]
[101079,0.4,1,0.16016981860285606]
[101079,0.6,1,0.22578155152450791]
[101079,0.8,1,0.28258072816158492]
[101079,1,1,0.32973112054547793]
[101079,1.25,1,0.37868261932329855]
[101079,1.5,1,0.41991509069857191]
[101079,2,1,0.48649170204554226]
[101079,3,1,0.58162871478193745]
[101079,0.1,2,2.5858741798533338E-2]
[101079,0.2,2,5.1202881770230246E-2]
[101079,0.4,2,9.8932201209314313E-2]
[101079,0.6,2,0.14486041425447055]
[101079,0.8,2,0.18808696770873534]
[101079,1,2,0.2277756336034992]
[101079,1.25,2,0.27216004116814613]
[101079,1.5,2,0.31210600797632826]
[101079,2,2,0.38041940048887174]
[101079,3,2,0.48012350443844071]
[101079,0.1,3,1.8332690081049798E-2]
[101079,0.2,3,3.6472404477035904E-2]
[101079,0.4,3,7.2044255757107892E-2]
[101079,0.6,3,0.10639392769844333]
[101079,0.8,3,0.14010034735623306]
[101079,1,3,0.17284188858870445]
[101079,1.25,3,0.21098674900295894]
[101079,1.5,3,0.24655860028303103]
[101079,2,3,0.30985462498391869]
[101079,3,3,0.41399716968995243]
[101079,0.1,5,1.1642866332175426E-2]
[101079,0.2,5,2.3157082207641802E-2]
[101079,0.4,5,4.6121188730219913E-2]
[101079,0.6,5,6.9020970024443504E-2]
[101079,0.8,5,9.153479994853983E-2]
[101079,1,5,0.11391997941592687]
[101079,1.25,5,0.14164415283674256]
[101079,1.5,5,0.16898237488743079]
[101079,2,5,0.22160041168146138]
[101079,3,5,0.31860285604013894]
[101079,0.1,10,7.6547021741927039E-3]
[101079,0.2,10,1.196449247394828E-2]
[101079,0.4,10,2.3864659719541919E-2]
[101079,0.6,10,3.5700501736781146E-2]
[101079,0.8,10,4.7600668982374902E-2]
[101079,1,10,5.9500836227968541E-2]
[101079,1.25,10,7.4359963977872048E-2]
[101079,1.5,10,8.9219091727775549E-2]
[101079,2,10,0.11893734722758267]
[101079,3,10,0.1783738582271967]
[103143,0.1,0.5,5.5845122859270319E-2]
[103143,0.2,0.5,0.10737939412940387]
[103143,0.4,0.5,0.20225731865031146]
[103143,0.6,0.5,0.28557432300035268]
[103143,0.8,0.5,0.35831014617705848]
[103143,1,0.5,0.42034721950072496]
[103143,1.25,0.5,0.48591135321550338]
[103143,1.5,0.5,0.54144295959556377]
[103143,2,0.5,0.625426186463926]
[103143,3,0.5,0.73731237998197285]
[103143,0.1,0.75,4.2128776893835457E-2]
[103143,0.2,0.75,8.1710232394090254E-2]
[103143,0.4,0.75,0.1558176901673394]
[103143,0.6,0.75,0.22373319747619233]
[103143,0.8,0.75,0.28502566916173533]
[103143,1,0.75,0.33973429478386963]
[103143,1.25,0.75,0.40016459615158523]
[103143,1.5,0.75,0.45189481522122504]
[103143,2,0.75,0.53771995140494577]
[103143,3,0.75,0.65489673550966021]
[103143,0.1,1,3.4212485793784581E-2]
[103143,0.2,1,6.6739820511815637E-2]
[103143,0.4,1,0.12756201747854368]
[103143,0.6,1,0.18513148097346868]
[103143,0.8,1,0.23874279891836811]
[103143,1,1,0.28784731747462472]
[103143,1.25,1,0.34283027001606775]
[103143,1.5,1,0.39169965121291683]
[103143,2,1,0.47427205392483446]
[103143,3,1,0.5936826429439197]
[103143,0.1,2,1.9869106869929768E-2]
[103143,0.2,2,3.9189559901242309E-2]
[103143,0.4,2,7.6419641807422473E-2]
[103143,0.6,2,0.11184700395814552]
[103143,0.8,2,0.14621624799153499]
[103143,1,2,0.17937061566798598]
[103143,1.25,2,0.21903045028804322]
[103143,1.5,2,0.25633891131402597]
[103143,2,2,0.32374495434416267]
[103143,3,2,0.43927577693302505]
[103143,0.1,3,1.4029862444644768E-2]
[103143,0.2,3,2.7824587529882074E-2]
[103143,0.4,3,5.4865383861739177E-2]
[103143,0.6,3,8.1239957675275323E-2]
[103143,0.8,3,0.10702668809029267]
[103143,1,3,0.13210800642708778]
[103143,1.25,3,0.16255829447035308]
[103143,1.5,3,0.19242073911509974]
[103143,2,3,0.24763882901595011]
[103143,3,3,0.34576948700866089]
[103143,0.1,5,8.8960300975820163E-3]
[103143,0.2,5,1.7674491515460303E-2]
[103143,0.4,5,3.5192224791315584E-2]
[103143,0.6,5,5.2592389387467131E-2]
[103143,0.8,5,6.9757416624211352E-2]
[103143,1,5,8.6804875181251712E-2]
[103143,1.25,5,0.10796723752792252]
[103143,1.5,5,0.12877689383548213]
[103143,2,5,0.16945565701297166]
[103143,3,5,0.24787396637535758]
[103143,0.1,10,4.7419367480502671E-3]
[103143,0.2,10,9.366304816396942E-3]
[103143,0.4,10,1.8654230512991303E-2]
[103143,0.6,10,2.7902966649684516E-2]
[103143,0.8,10,3.7190892346278877E-2]
[103143,1,10,4.6478818042873377E-2]
[103143,1.25,10,5.8078927773641077E-2]
[103143,1.5,10,6.9718227064310065E-2]
[103143,2,10,9.2918446525845466E-2]
[103143,3,10,0.13908374808950894]
[103677,0.1,0.5,0.10705635394800572]
[103677,0.2,0.5,0.20232520587760364]
[103677,0.4,0.5,0.35201033424834488]
[103677,0.6,0.5,0.47069271758436942]
[103677,0.8,0.5,0.56628451477474562]
[103677,1,0.5,0.64540610366542861]
[103677,1.25,0.5,0.72097529468755051]
[103677,1.5,0.5,0.77668335217180684]
[103677,2,0.5,0.85402874212820923]
[103677,3,0.5,0.93234296786694659]
[103677,0.1,0.75,8.6872275149362091E-2]
[103677,0.2,0.75,0.1663168093008234]
[103677,0.4,0.75,0.29565638624253182]
[103677,0.6,0.75,0.40352010334248339]
[103677,0.8,0.75,0.49168415953495875]
[103677,1,0.75,0.56644598740513474]
[103677,1.25,0.75,0.64556757629581785]
[103677,1.5,0.75,0.70854190214758606]
[103677,2,0.75,0.79815921201356366]
[103677,3,0.75,0.89358953657355078]
[103677,0.1,1,7.4277409979008557E-2]
[103677,0.2,1,0.14274180526400768]
[103677,0.4,1,0.2573873728403035]
[103677,0.6,1,0.35523978685612789]
[103677,0.8,1,0.4393670272888745]
[103677,1,1,0.51267560148554825]
[103677,1.25,1,0.58969804618117228]
[103677,1.5,1,0.65331826255449699]
[103677,2,1,0.75278540287421281]
[103677,3,1,0.85725819473599219]
[103677,0.1,2,4.8926207007912149E-2]
[103677,0.2,2,9.4784434038430454E-2]
[103677,0.4,2,0.17487485871144831]
[103677,0.6,2,0.24705312449539793]
[103677,0.8,2,0.31503310188922973]
[103677,1,2,0.37703859195866296]
[103677,1.25,2,0.44760213143872113]
[103677,1.5,2,0.5118682383336024]
[103677,2,2,0.61553366704343615]
[103677,3,2,0.75730663652510899]
[103677,0.1,3,3.7784595511060878E-2]
[103677,0.2,3,7.3147101566284428E-2]
[103677,0.4,3,0.13676731793960917]
[103677,0.6,3,0.19376715646697876]
[103677,0.8,3,0.24834490553851113]
[103677,1,3,0.30082351041498462]
[103677,1.25,3,0.36234458259325042]
[103677,1.5,3,0.42112062005490064]
[103677,2,3,0.52656224769901505]
[103677,3,3,0.68044566445987398]
[103677,0.1,5,2.6481511383820395E-2]
[103677,0.2,5,5.1832714354916799E-2]
[103677,0.4,5,9.8659777167770038E-2]
[103677,0.6,5,0.14193444211206194]
[103677,0.8,5,0.1823025997093492]
[103677,1,5,0.22170192152430154]
[103677,1.25,5,0.26933634748910051]
[103677,1.5,5,0.31584046504117547]
[103677,2,5,0.40416599386404001]
[103677,3,5,0.55853382851606648]
[103677,0.1,10,1.5985790408525644E-2]
[103677,0.2,10,3.132569029549491E-2]
[103677,0.4,10,6.1521072178265683E-2]
[103677,0.6,10,9.090909090909087E-2]
[103677,0.8,10,0.11997416437913765]
[103677,1,10,0.14839334732762791]
[103677,1.25,10,0.18214112707895999]
[103677,1.5,10,0.21524301630873557]
[103677,2,10,0.28015501372517349]
[103677,3,10,0.40255126756014847]
[103811,0.1,0.5,0.14853057982525808]
[103811,0.2,0.5,0.27958697378872116]
[103811,0.4,0.5,0.48006354249404287]
[103811,0.6,0.5,0.61620333598093724]
[103811,0.8,0.5,0.711517077045274]
[103811,1,0.5,0.77950754567116765]
[103811,1.25,0.5,0.83764892772041299]
[103811,1.5,0.5,0.8767275615567911]
[103811,2,0.5,0.92374900714853048]
[103811,3,0.5,0.96838760921366163]
[103811,0.1,0.75,0.11914217633042097]
[103811,0.2,0.75,0.22779984114376492]
[103811,0.4,0.75,0.40365369340746626]
[103811,0.6,0.75,0.53709293089753773]
[103811,0.8,0.75,0.64034948371723599]
[103811,1,0.75,0.71739475774424144]
[103811,1.25,0.75,0.78490865766481333]
[103811,1.5,0.75,0.83590150913423356]
[103811,2,0.75,0.8962668784749801]
[103811,3,0.75,0.94884829229547263]
[103811,0.1,1,0.10135027799841143]
[103811,0.2,1,0.19412231930103249]
[103811,0.4,1,0.35154884829229549]
[103811,0.6,1,0.47768069896743448]
[103811,0.8,1,0.58014297061159659]
[103811,1,1,0.66354249404289112]
[103811,1.25,1,0.7386814932486101]
[103811,1.5,1,0.79491660047656865]
[103811,2,1,0.87069102462271641]
[103811,3,1,0.93582208101667996]
[103811,0.1,2,6.5448768864177914E-2]
[103811,0.2,2,0.12756155679110404]
[103811,0.4,2,0.23764892772041296]
[103811,0.6,2,0.33359809372517868]
[103811,0.8,2,0.42065131056393967]
[103811,1,2,0.50071485305798258]
[103811,1.25,2,0.58713264495631445]
[103811,1.5,2,0.65798252581413808]
[103811,2,2,0.76568705321683883]
[103811,3,2,0.88244638602065129]
[103811,0.1,3,4.9404289118347884E-2]
[103811,0.2,3,9.6743447180301825E-2]
[103811,0.4,3,0.18316123907863377]
[103811,0.6,3,0.26020651310563936]
[103811,0.8,3,0.33200953137410644]
[103811,1,3,0.39936457505957107]
[103811,1.25,3,0.47752184273232723]
[103811,1.5,3,0.54789515488482921]
[103811,2,3,0.66878474980142966]
[103811,3,3,0.82033359809372519]
[103811,0.1,5,3.3042096902303447E-2]
[103811,0.2,5,6.513105639396348E-2]
[103811,0.4,5,0.12613185067513893]
[103811,0.6,5,0.18363780778395547]
[103811,0.8,5,0.23844320889594922]
[103811,1,5,0.28959491660047648]
[103811,1.25,5,0.35091342335186648]
[103811,1.5,5,0.40905480540111194]
[103811,2,5,0.51866560762509928]
[103811,3,5,0.69737887212073069]
[103811,0.1,10,1.8268467037331249E-2]
[103811,0.2,10,3.5424940428911811E-2]
[103811,0.4,10,6.9896743447180221E-2]
[103811,0.6,10,0.10389197776012707]
[103811,0.8,10,0.13756949960285936]
[103811,1,10,0.17092930897537723]
[103811,1.25,10,0.21191421763304205]
[103811,1.5,10,0.25162827640984903]
[103811,2,10,0.32962668784749805]
[103811,3,10,0.47926926131850672]
[104456,0.1,0.5,0.10794756247439559]
[104456,0.2,0.5,0.20749692748873402]
[104456,0.4,0.5,0.37290045063498561]
[104456,0.6,0.5,0.50471118394100767]
[104456,0.8,0.5,0.61071282261368287]
[104456,1,0.5,0.69448996312986477]
[104456,1.25,0.5,0.77498975829578043]
[104456,1.5,0.5,0.8316263826300696]
[104456,2,0.5,0.90106513723883663]
[104456,3,0.5,0.95698484227775504]
[104456,0.1,0.75,8.5313396149119244E-2]
[104456,0.2,0.75,0.16519868906185986]
[104456,0.4,0.75,0.30469070053256858]
[104456,0.6,0.75,0.42072920934043423]
[104456,0.8,0.75,0.5179229823842687]
[104456,1,0.75,0.59965178205653424]
[104456,1.25,0.75,0.68394100778369515]
[104456,1.5,0.75,0.74989758295780418]
[104456,2,0.75,0.83900040966816891]
[104456,3,0.75,0.92738631708316266]
[104456,0.1,1,7.1589512494879132E-2]
[104456,0.2,1,0.13918476034412128]
[104456,0.4,1,0.25962720196640715]
[104456,0.6,1,0.36399016796394917]
[104456,0.8,1,0.45258090946333468]
[104456,1,1,0.53082752970094216]
[104456,1.25,1,0.61327324866857846]
[104456,1.5,1,0.6819950839819745]
[104456,2,1,0.78256861941827116]
[104456,3,1,0.89532978287587051]
[104456,0.1,2,4.4551413355182173E-2]
[104456,0.2,2,8.7771405161818861E-2]
[104456,0.4,2,0.16775911511675543]
[104456,0.6,2,0.24078246620237601]
[104456,0.8,2,0.30694387546087659]
[104456,1,2,0.36798443260958619]
[104456,1.25,2,0.43732077017615728]
[104456,1.5,2,0.49948791478902088]
[104456,2,2,0.60825481360098321]
[104456,3,2,0.75696435886931579]
[104456,0.1,3,3.24662023760754E-2]
[104456,0.2,3,6.4215485456779894E-2]
[104456,0.4,3,0.12515362556329368]
[104456,0.6,3,0.18219991806636615]
[104456,0.8,3,0.23473986071282252]
[104456,1,3,0.28492421138877505]
[104456,1.25,3,0.34432609586235141]
[104456,1.5,3,0.39840229414174516]
[104456,2,3,0.4963129864809504]
[104456,3,3,0.65536665301106101]
[104456,0.1,5,2.1097910692339156E-2]
[104456,0.2,5,4.188857025809084E-2]
[104456,0.4,5,8.2650553052027717E-2]
[104456,0.6,5,0.1229004506349856]
[104456,0.8,5,0.16161409258500609]
[104456,1,5,0.19889389594428508]
[104456,1.25,5,0.24293322408848825]
[104456,1.5,5,0.28574354772634158]
[104456,2,5,0.36696026218762795]
[104456,3,5,0.50604260548955338]
[104456,0.1,10,1.1061040557148584E-2]
[104456,0.2,10,2.1609995903318163E-2]
[104456,0.4,10,4.3015157722244977E-2]
[104456,0.6,10,6.4317902498975843E-2]
[104456,0.8,10,8.5620647275706535E-2]
[104456,1,10,0.10702580909463334]
[104456,1.25,10,0.13375665710774265]
[104456,1.5,10,0.1603850880786562]
[104456,2,10,0.21343711593609174]
[104456,3,10,0.31749283080704627]
[105169,0.1,0.5,0.14484202512371513]
[105169,0.2,0.5,0.28416444613627706]
[105169,0.4,0.5,0.49467072706509324]
[105169,0.6,0.5,0.64217738865626184]
[105169,0.8,0.5,0.74685953559192997]
[105169,1,0.5,0.82185001903311761]
[105169,1.25,0.5,0.88542063189950504]
[105169,1.5,0.5,0.92634183479253895]
[105169,2,0.5,0.96802436239055956]
[105169,3,0.5,0.99771602588504005]
[105169,0.1,0.75,0.11610201751046811]
[105169,0.2,0.75,0.22896840502474297]
[105169,0.4,0.75,0.41377997716025877]
[105169,0.6,0.75,0.56014465169394745]
[105169,0.8,0.75,0.672059383326989]
[105169,1,0.75,0.75789874381423672]
[105169,1.25,0.75,0.83631518842786445]
[105169,1.5,0.75,0.88846593071945179]
[105169,2,0.75,0.95241720593833268]
[105169,3,0.75,0.99314807765512003]
[105169,0.1,1,9.7639893414541296E-2]
[105169,0.2,1,0.19299581271412247]
[105169,0.4,1,0.3564902931100114]
[105169,0.6,1,0.49257708412637985]
[105169,0.8,1,0.6075371145793681]
[105169,1,1,0.69699276741530258]
[105169,1.25,1,0.78473543966501702]
[105169,1.5,1,0.84906737723639125]
[105169,2,1,0.92957746478873238]
[105169,3,1,0.98800913589645989]
[105169,0.1,2,5.9573658165207412E-2]
[105169,0.2,2,0.11800532927293476]
[105169,0.4,2,0.22763608679101632]
[105169,0.6,2,0.32984392843547772]
[105169,0.8,2,0.42215454891511223]
[105169,1,2,0.50647125999238674]
[105169,1.25,2,0.60201751046821461]
[105169,1.5,2,0.68557289684050238]
[105169,2,2,0.81100114198705742]
[105169,3,2,0.94461362771221924]
[105169,0.1,3,4.2634183479253775E-2]
[105169,0.2,3,8.4507042253521125E-2]
[105169,0.4,3,0.1657784545108488]
[105169,0.6,3,0.24381423677198322]
[105169,0.8,3,0.3188047202131708]
[105169,1,3,0.3894175866006851]
[105169,1.25,3,0.47240197944423296]
[105169,1.5,3,0.55062809288161396]
[105169,2,3,0.68595355919299583]
[105169,3,3,0.86924248191853815]
[105169,0.1,5,2.7217358203273659E-2]
[105169,0.2,5,5.4054054054054022E-2]
[105169,0.4,5,0.10696612105062799]
[105169,0.6,5,0.15968785687095538]
[105169,0.8,5,0.21145793681004946]
[105169,1,5,0.26227636086791012]
[105169,1.25,5,0.32470498667681758]
[105169,1.5,5,0.38427864484202512]
[105169,2,5,0.49809668823753328]
[105169,3,5,0.69870574800152263]
[105169,0.1,10,1.4274838218500056E-2]
[105169,0.2,10,2.7788351732013689E-2]
[105169,0.4,10,5.5005709935287347E-2]
[105169,0.6,10,8.2223068138561006E-2]
[105169,0.8,10,0.10944042634183467]
[105169,1,10,0.13665778454510849]
[105169,1.25,10,0.17072706509326216]
[105169,1.5,10,0.20498667681766275]
[105169,2,10,0.27274457556147685]
[105169,3,10,0.40845070422535207]
[105241,0.1,0.5,0.10103955375253545]
[105241,0.2,0.5,0.18965517241379304]
[105241,0.4,0.5,0.34634888438133876]
[105241,0.6,0.5,0.47337728194726164]
[105241,0.8,0.5,0.57669878296146038]
[105241,1,0.5,0.66113083164300201]
[105241,1.25,0.5,0.74530933062880322]
[105241,1.5,0.5,0.80983772819472621]
[105241,2,0.5,0.89452332657200817]
[105241,3,0.5,0.97198275862068961]
[105241,0.1,0.75,8.05020283975659E-2]
[105241,0.2,0.75,0.15263691683569977]
[105241,0.4,0.75,0.28321501014198786]
[105241,0.6,0.75,0.39781947261663286]
[105241,0.8,0.75,0.49226673427991885]
[105241,1,0.75,0.57099391480730222]
[105241,1.25,0.75,0.65377789046653145]
[105241,1.5,0.75,0.72261663286004052]
[105241,2,0.75,0.82593813387423931]
[105241,3,0.75,0.93369675456389456]
[105241,0.1,1,6.757099391480724E-2]
[105241,0.2,1,0.12931034482758616]
[105241,0.4,1,0.2429006085192697]
[105241,0.6,1,0.34432048681541583]
[105241,0.8,1,0.43356997971602435]
[105241,1,1,0.50950811359026371]
[105241,1.25,1,0.58899594320486814]
[105241,1.5,1,0.65656693711967551]
[105241,2,1,0.76457910750507097]
[105241,3,1,0.89566430020283971]
[105241,0.1,2,4.1201825557809352E-2]
[105241,0.2,2,7.9868154158214993E-2]
[105241,0.4,2,0.15479208924949292]
[105241,0.6,2,0.22502535496957396]
[105241,0.8,2,0.2898073022312373]
[105241,1,2,0.3523073022312373]
[105241,1.25,2,0.42279411764705882]
[105241,1.5,2,0.48668864097363079]
[105241,2,2,0.59710953346855988]
[105241,3,2,0.75862068965517238]
[105241,0.1,3,2.9792089249492941E-2]
[105241,0.2,3,5.7936105476673411E-2]
[105241,0.4,3,0.11295638945233266]
[105241,0.6,3,0.16658215010141988]
[105241,0.8,3,0.21691176470588239]
[105241,1,3,0.26533975659229209]
[105241,1.25,3,0.32340263691683574]
[105241,1.5,3,0.37905679513184587]
[105241,2,3,0.48085699797160247]
[105241,3,3,0.64680527383367148]
[105241,0.1,5,1.9269776876267766E-2]
[105241,0.2,5,3.790567951318452E-2]
[105241,0.4,5,7.4416835699797124E-2]
[105241,0.6,5,0.11029411764705883]
[105241,0.8,5,0.14591784989858009]
[105241,1,5,0.18078093306288034]
[105241,1.25,5,0.22299695740365116]
[105241,1.5,5,0.26394523326572006]
[105241,2,5,0.34254563894523327]
[105241,3,5,0.49099898580121709]
[105241,0.1,10,1.0141987829614613E-2]
[105241,0.2,10,1.9903651115618665E-2]
[105241,0.4,10,3.9680527383367102E-2]
[105241,0.6,10,5.945740365111566E-2]
[105241,0.8,10,7.9107505070993872E-2]
[105241,1,10,9.888438133874243E-2]
[105241,1.25,10,0.12347870182555784]
[105241,1.5,10,0.14794624746450302]
[105241,2,10,0.19700811359026374]
[105241,3,10,0.29462474645030423]
[107211,0.1,0.5,0.10218978102189781]
[107211,0.2,0.5,0.19016519400691514]
[107211,0.4,0.5,0.33858368549110002]
[107211,0.6,0.5,0.46523242412600846]
[107211,0.8,0.5,0.57113586886925338]
[107211,1,0.5,0.65962351133307717]
[107211,1.25,0.5,0.74990395697272372]
[107211,1.5,0.5,0.81713407606607757]
[107211,2,0.5,0.89320015366884364]
[107211,3,0.5,0.96452810859264948]
[107211,0.1,0.75,8.2340888718145697E-2]
[107211,0.2,0.75,0.15469330259956462]
[107211,0.4,0.75,0.28121398386477137]
[107211,0.6,0.75,0.38942246126264568]
[107211,0.8,0.75,0.48533743116916378]
[107211,1,0.75,0.56895889358432572]
[107211,1.25,0.75,0.65808682289665776]
[107211,1.5,0.75,0.73043923677807665]
[107211,2,0.75,0.83403764886669229]
[107211,3,0.75,0.9293123319247022]
[107211,0.1,1,6.9919323857088003E-2]
[107211,0.2,1,0.13253937764118326]
[107211,0.4,1,0.24254065821488027]
[107211,0.6,1,0.33935202970930983]
[107211,0.8,1,0.42617492636701243]
[107211,1,1,0.50377769240619796]
[107211,1.25,1,0.58893584325777948]
[107211,1.5,1,0.66256883083621465]
[107211,2,1,0.77500320143424262]
[107211,3,1,0.89524907158406974]
[107211,0.1,2,4.4435907286464391E-2]
[107211,0.2,2,8.5670380330388068E-2]
[107211,0.4,2,0.1618645153028557]
[107211,0.6,2,0.23088743757203226]
[107211,0.8,2,0.2960686387501601]
[107211,1,2,0.35689588935843258]
[107211,1.25,2,0.42591881162760925]
[107211,1.5,2,0.49058778332693043]
[107211,2,2,0.60148546548853887]
[107211,3,2,0.75938020233064407]
[107211,0.1,3,3.3166858752721261E-2]
[107211,0.2,3,6.4028684850813158E-2]
[107211,0.4,3,0.12306313228326293]
[107211,0.6,3,0.17697528492764766]
[107211,0.8,3,0.22909463439620958]
[107211,1,3,0.27878089384044058]
[107211,1.25,3,0.33717505442438211]
[107211,1.5,3,0.39300806761429119]
[107211,2,3,0.49263670124215647]
[107211,3,3,0.65283647073889106]
[107211,0.1,5,2.164169547957491E-2]
[107211,0.2,5,4.2643104110641587E-2]
[107211,0.4,5,8.2853118196952263E-2]
[107211,0.6,5,0.12127032910744014]
[107211,0.8,5,0.15802279421180687]
[107211,1,5,0.19400691509796394]
[107211,1.25,5,0.238186707645025]
[107211,1.5,5,0.28031758227686004]
[107211,2,5,0.36137789729798953]
[107211,3,5,0.50813164297605329]
[107211,0.1,10,1.1269048533743126E-2]
[107211,0.2,10,2.2281982328083028E-2]
[107211,0.4,10,4.4435907286464391E-2]
[107211,0.6,10,6.6461774875144083E-2]
[107211,0.8,10,8.8487642463823776E-2]
[107211,1,10,0.11025739531310023]
[107211,1.25,10,0.13753361505954664]
[107211,1.5,10,0.16442566269688819]
[107211,2,10,0.21680112690485343]
[107211,3,10,0.31950313740555769]
[107327,0.1,0.5,6.8533080260303747E-2]
[107327,0.2,0.5,0.12784707158351416]
[107327,0.4,0.5,0.23142624728850333]
[107327,0.6,0.5,0.31778741865509763]
[107327,0.8,0.5,0.38889642082429499]
[107327,1,0.5,0.45004067245119311]
[107327,1.25,0.5,0.51518438177874193]
[107327,1.5,0.5,0.56961767895878523]
[107327,2,0.5,0.65292841648590028]
[107327,3,0.5,0.77121746203904551]
[107327,0.1,0.75,5.4229934924078134E-2]
[107327,0.2,0.75,0.1017489154013016]
[107327,0.4,0.75,0.18655097613882868]
[107327,0.6,0.75,0.25915130151843818]
[107327,0.8,0.75,0.32300704989154017]
[107327,1,0.75,0.37872830802603047]
[107327,1.25,0.75,0.43655097613882871]
[107327,1.5,0.75,0.48800162689804777]
[107327,2,0.75,0.57314262472885047]
[107327,3,0.75,0.69183839479392617]
[107327,0.1,1,4.5756507592190937E-2]
[107327,0.2,1,8.6496746203904532E-2]
[107327,0.4,1,0.15977494577006515]
[107327,0.6,1,0.22315618221258132]
[107327,0.8,1,0.28002982646420826]
[107327,1,1,0.33181941431670292]
[107327,1.25,1,0.38706616052060744]
[107327,1.5,1,0.43438177874186557]
[107327,2,1,0.51599783080260309]
[107327,3,1,0.63523590021691978]
[107327,0.1,2,2.9351952277657255E-2]
[107327,0.2,2,5.6602494577006564E-2]
[107327,0.4,2,0.10676518438177882]
[107327,0.6,2,0.15225054229934926]
[107327,0.8,2,0.19441431670281997]
[107327,1,2,0.23284978308026033]
[107327,1.25,2,0.27772505422993499]
[107327,1.5,2,0.31873644251626898]
[107327,2,2,0.3907266811279827]
[107327,3,2,0.50732104121475052]
[107327,0.1,3,2.2166485900216915E-2]
[107327,0.2,3,4.304501084598697E-2]
[107327,0.4,3,8.2293926247288526E-2]
[107327,0.6,3,0.11835683297180045]
[107327,0.8,3,0.15204718004338397]
[107327,1,3,0.18411062906724518]
[107327,1.25,3,0.22227494577006507]
[107327,1.5,3,0.2579311279826465]
[107327,2,3,0.32226138828633411]
[107327,3,3,0.42936550976138838]
[107327,0.1,5,1.5048806941431759E-2]
[107327,0.2,5,2.9623101952277735E-2]
[107327,0.4,5,5.7687093275488127E-2]
[107327,0.6,5,8.4124186550976227E-2]
[107327,0.8,5,0.10961225596529289]
[107327,1,5,0.13421908893709331]
[107327,1.25,5,0.16350325379609548]
[107327,1.5,5,0.19177060737527118]
[107327,2,5,0.24498373101952281]
[107327,3,5,0.34117407809110634]
[107327,0.1,10,8.4734273318872021E-3]
[107327,0.2,10,1.6675704989154043E-2]
[107327,0.4,10,3.3080260303687721E-2]
[107327,0.6,10,4.9552603036876343E-2]
[107327,0.8,10,6.5957158351410028E-2]
[107327,1,10,8.2090563991323223E-2]
[107327,1.25,10,0.10202006507592196]
[107327,1.5,10,0.12174620390455539]
[107327,2,10,0.16052060737527116]
[107327,3,10,0.23474783080260309]
[110082,0.1,0.5,0.10868830290736996]
[110082,0.2,0.5,0.20744590939824215]
[110082,0.4,0.5,0.37998647734956054]
[110082,0.6,0.5,0.52260818120351593]
[110082,0.8,0.5,0.63742393509127793]
[110082,1,0.5,0.72460277214334012]
[110082,1.25,0.5,0.8045977011494253]
[110082,1.5,0.5,0.86101250845165644]
[110082,2,0.5,0.9295977011494253]
[110082,3,0.5,0.98478701825557813]
[110082,0.1,0.75,8.5108181203516001E-2]
[110082,0.2,0.75,0.16493407707910759]
[110082,0.4,0.75,0.30920385395537525]
[110082,0.6,0.75,0.43589418526031104]
[110082,0.8,0.75,0.54534313725490202]
[110082,1,0.75,0.6375084516565247]
[110082,1.25,0.75,0.7308992562542258]
[110082,1.5,0.75,0.7987237998647736]
[110082,2,0.75,0.8848461798512508]
[110082,3,0.75,0.96441852603110212]
[110082,0.1,1,7.0106490872211047E-2]
[110082,0.2,1,0.1367055442866803]
[110082,0.4,1,0.26132521974306966]
[110082,0.6,1,0.3738590263691684]
[110082,0.8,1,0.47489858012170388]
[110082,1,1,0.56461291413116965]
[110082,1.25,1,0.65998985801217047]
[110082,1.5,1,0.73757606490872207]
[110082,2,1,0.84203853955375252]
[110082,3,1,0.94168356997971603]
[110082,0.1,2,4.0567951318458452E-2]
[110082,0.2,2,8.0163962136578851E-2]
[110082,0.4,2,0.15758113590263703]
[110082,0.6,2,0.23254732927653818]
[110082,0.8,2,0.30485125084516573]
[110082,1,2,0.37457741717376608]
[110082,1.25,2,0.45491041244083846]
[110082,1.5,2,0.53042596348884385]
[110082,2,2,0.66434246112238005]
[110082,3,2,0.84377112914131169]
[110082,0.1,3,2.8228532792427433E-2]
[110082,0.2,3,5.582319134550378E-2]
[110082,0.4,3,0.1107167004732928]
[110082,0.6,3,0.16510311020960108]
[110082,0.8,3,0.21855983772819473]
[110082,1,3,0.2717207572684246]
[110082,1.25,3,0.33662947937795812]
[110082,1.5,3,0.39972109533468564]
[110082,2,3,0.51703008789722793]
[110082,3,3,0.71137592968221786]
[110082,0.1,5,1.774847870182563E-2]
[110082,0.2,5,3.4863083164300319E-2]
[110082,0.4,5,6.9092292089249552E-2]
[110082,0.6,5,0.1031947261663286]
[110082,0.8,5,0.13725490196078435]
[110082,1,5,0.17135733603786341]
[110082,1.25,5,0.21395368492224484]
[110082,1.5,5,0.25621196754563902]
[110082,2,5,0.34039046653144023]
[110082,3,5,0.50211291413116976]
[110082,0.1,10,9.4235970250170099E-3]
[110082,0.2,10,1.8086544962812746E-2]
[110082,0.4,10,3.5496957403651108E-2]
[110082,0.6,10,5.290736984448962E-2]
[110082,0.8,10,7.0275524002704537E-2]
[110082,1,10,8.7559161595672869E-2]
[110082,1.25,10,0.10919540229885071]
[110082,1.5,10,0.1308316430020284]
[110082,2,10,0.17414638269100752]
[110082,3,10,0.26086037863421235]
[111577,0.1,0.5,8.8339768339768351E-2]
[111577,0.2,0.5,0.16988416988416985]
[111577,0.4,0.5,0.31745173745173738]
[111577,0.6,0.5,0.44258687258687257]
[111577,0.8,0.5,0.5440926640926641]
[111577,1,0.5,0.6269884169884169]
[111577,1.25,0.5,0.70949806949806948]
[111577,1.5,0.5,0.77254826254826259]
[111577,2,0.5,0.85976833976833966]
[111577,3,0.5,0.95150579150579151]
[111577,0.1,0.75,6.8803088803088802E-2]
[111577,0.2,0.75,0.13366795366795367]
[111577,0.4,0.75,0.25467181467181471]
[111577,0.6,0.75,0.364054054054054]
[111577,0.8,0.75,0.45911196911196905]
[111577,1,0.75,0.53888030888030891]
[111577,1.25,0.75,0.6216216216216216]
[111577,1.5,0.75,0.68945945945945952]
[111577,2,0.75,0.79007722007722003]
[111577,3,0.75,0.90525096525096527]
[111577,0.1,1,5.6061776061775995E-2]
[111577,0.2,1,0.10996138996138993]
[111577,0.4,1,0.21220077220077216]
[111577,0.6,1,0.30787644787644791]
[111577,0.8,1,0.39501930501930499]
[111577,1,1,0.47254826254826254]
[111577,1.25,1,0.55428571428571427]
[111577,1.5,1,0.62347490347490331]
[111577,2,1,0.73069498069498062]
[111577,3,1,0.86084942084942084]
[111577,0.1,2,3.1891891891891774E-2]
[111577,0.2,2,6.2895752895752818E-2]
[111577,0.4,2,0.12436293436293437]
[111577,0.6,2,0.18467181467181459]
[111577,0.8,2,0.24420849420849419]
[111577,1,2,0.30216216216216207]
[111577,1.25,2,0.37100386100386096]
[111577,1.5,2,0.43555984555984556]
[111577,2,2,0.54841698841698838]
[111577,3,2,0.71154440154440157]
[111577,0.1,3,2.2355212355212244E-2]
[111577,0.2,3,4.4015444015443904E-2]
[111577,0.4,3,8.7142857142857064E-2]
[111577,0.6,3,0.13015444015444011]
[111577,0.8,3,0.1729343629343629]
[111577,1,3,0.21532818532818526]
[111577,1.25,3,0.26768339768339772]
[111577,1.5,3,0.31961389961389958]
[111577,2,3,0.41864864864864859]
[111577,3,3,0.589073359073359]
[111577,0.1,5,1.4131274131274119E-2]
[111577,0.2,5,2.7799227799227756E-2]
[111577,0.4,5,5.4942084942084878E-2]
[111577,0.6,5,8.2007722007721967E-2]
[111577,0.8,5,0.10907335907335905]
[111577,1,5,0.13613899613899613]
[111577,1.25,5,0.16992277992277993]
[111577,1.5,5,0.2037065637065637]
[111577,2,5,0.27111969111969109]
[111577,3,5,0.402046332046332]
[111577,0.1,10,7.6061776061775747E-3]
[111577,0.2,10,1.4517374517374428E-2]
[111577,0.4,10,2.8571428571428512E-2]
[111577,0.6,10,4.2586872586872514E-2]
[111577,0.8,10,5.6602316602316509E-2]
[111577,1,10,7.0579150579150554E-2]
[111577,1.25,10,8.810810810810811E-2]
[111577,1.5,10,0.10563706563706553]
[111577,2,10,0.14069498069498063]
[111577,3,10,0.2108880308880309]
[112353,0.1,0.5,0.10267340801691945]
[112353,0.2,0.5,0.19530088232378309]
[112353,0.4,0.5,0.35633323419582957]
[112353,0.6,0.5,0.48673209741912032]
[112353,0.8,0.5,0.59228049304385189]
[112353,1,0.5,0.67743960873731868]
[112353,1.25,0.5,0.75945937014639309]
[112353,1.5,0.5,0.81821486401639065]
[112353,2,0.5,0.89253494597006056]
[112353,3,0.5,0.96374871947391028]
[112353,0.1,0.75,8.0962294702752693E-2]
[112353,0.2,0.75,0.15571197250586563]
[112353,0.4,0.75,0.29083639007303125]
[112353,0.6,0.75,0.40692640692640691]
[112353,0.8,0.75,0.5051716731106044]
[112353,1,0.75,0.58828194706057302]
[112353,1.25,0.75,0.67258187105515355]
[112353,1.5,0.75,0.73996232774858728]
[112353,2,0.75,0.83536565215954528]
[112353,3,0.75,0.92872013482700511]
[112353,0.1,1,6.6950860843990614E-2]
[112353,0.2,1,0.12977099236641221]
[112353,0.4,1,0.2455966425432074]
[112353,0.6,1,0.34975711311589175]
[112353,0.8,1,0.44050097485211986]
[112353,1,1,0.52076930702884894]
[112353,1.25,1,0.60582928521859813]
[112353,1.5,1,0.67519249198638509]
[112353,2,1,0.78001387925052046]
[112353,3,1,0.89749182115594328]
[112353,0.1,2,3.9655001487062531E-2]
[112353,0.2,2,7.8186444598658325E-2]
[112353,0.4,2,0.15296916823634374]
[112353,0.6,2,0.22381943755989558]
[112353,0.8,2,0.29070420673474112]
[112353,1,2,0.35378870493374309]
[112353,1.25,2,0.42718350351938139]
[112353,1.5,2,0.49106110174812462]
[112353,2,2,0.60199596840818215]
[112353,3,2,0.75830276593635371]
[112353,0.1,3,2.8022867717524172E-2]
[112353,0.2,3,5.5285681239879654E-2]
[112353,0.4,3,0.10934866660057492]
[112353,0.6,3,0.16238723108952111]
[112353,0.8,3,0.21383959551898485]
[112353,1,3,0.26393708073097383]
[112353,1.25,3,0.32421268299130895]
[112353,1.5,3,0.38164634347840454]
[112353,2,3,0.48474934734476716]
[112353,3,3,0.64674002841941769]
[112353,0.1,5,1.7844750669178122E-2]
[112353,0.2,5,3.5094676316050281E-2]
[112353,0.4,5,6.9495390106077068E-2]
[112353,0.6,5,0.10359869138495087]
[112353,0.8,5,0.13773503849839724]
[112353,1,5,0.17170615643898079]
[112353,1.25,5,0.2131786788275338]
[112353,1.5,5,0.25415551369749839]
[112353,2,5,0.33406034169392945]
[112353,3,5,0.48084993886520599]
[112353,0.1,10,9.5502461914674965E-3]
[112353,0.2,10,1.8472621526056558E-2]
[112353,0.4,10,3.6416509698952458E-2]
[112353,0.6,10,5.432735203727565E-2]
[112353,0.8,10,7.2139056871881296E-2]
[112353,1,10,8.9950761706486831E-2]
[112353,1.25,10,0.11219060837381446]
[112353,1.5,10,0.13443045504114198]
[112353,2,10,0.17891014837579716]
[112353,3,10,0.26753907669938204]
[114198,0.1,0.5,9.7325381435000552E-2]
[114198,0.2,0.5,0.18564999451172653]
[114198,0.4,0.5,0.34224872854999816]
[114198,0.6,0.5,0.47521129852548388]
[114198,0.8,0.5,0.58322051882477777]
[114198,1,0.5,0.66989864988474623]
[114198,1.25,0.5,0.75397899820716396]
[114198,1.5,0.5,0.8174234385862208]
[114198,2,0.5,0.90241849914017058]
[114198,3,0.5,0.9763638359372141]
[114198,0.1,0.75,7.5262522410449617E-2]
[114198,0.2,0.75,0.14547583330284289]
[114198,0.4,0.75,0.2749259083092459]
[114198,0.6,0.75,0.3906918883319308]
[114198,0.8,0.75,0.49123705682192381]
[114198,1,0.75,0.57872013464564054]
[114198,1.25,0.75,0.66576415059822169]
[114198,1.5,0.75,0.7366726427865794]
[114198,2,0.75,0.83593721415242772]
[114198,3,0.75,0.94504408912955984]
[114198,0.1,1,6.1066188577073674E-2]
[114198,0.2,1,0.11916870952398367]
[114198,0.4,1,0.22856829241520618]
[114198,0.6,1,0.33010135011525371]
[114198,0.8,1,0.42204822362884636]
[114198,1,1,0.5045552669130291]
[114198,1.25,1,0.59342870732867448]
[114198,1.5,1,0.66722769016867289]
[114198,2,1,0.77863963996926566]
[114198,3,1,0.9069188833193077]
[114198,0.1,2,3.4100471991511422E-2]
[114198,0.2,2,6.7432585708536094E-2]
[114198,0.4,2,0.13314551242179209]
[114198,0.6,2,0.19757784201090331]
[114198,0.8,2,0.26036368958325712]
[114198,1,2,0.32084446233215025]
[114198,1.25,2,0.39332625955874284]
[114198,1.5,2,0.46119790713841419]
[114198,2,2,0.58172039076506532]
[114198,3,2,0.75390582122864147]
[114198,0.1,3,2.3489810105740715E-2]
[114198,0.2,3,4.6321027404778392E-2]
[114198,0.4,3,9.1873696535070035E-2]
[114198,0.6,3,0.13713365775127148]
[114198,0.8,3,0.18221067652116646]
[114198,1,3,0.22699498737697124]
[114198,1.25,3,0.28198748673667268]
[114198,1.5,3,0.33544326954740039]
[114198,2,3,0.43964728696352129]
[114198,3,3,0.6203944239142366]
[114198,0.1,5,1.4598807215250116E-2]
[114198,0.2,5,2.8612198602319713E-2]
[114198,0.4,5,5.6492627419413868E-2]
[114198,0.6,5,8.4446233215030544E-2]
[114198,0.8,5,0.11243642749990855]
[114198,1,5,0.14042662178478654]
[114198,1.25,5,0.17544180600782988]
[114198,1.5,5,0.21027404778456699]
[114198,2,5,0.27942629248838319]
[114198,3,5,0.4143646408839779]
[114198,0.1,10,7.7567597233910122E-3]
[114198,0.2,10,1.4708572683033955E-2]
[114198,0.4,10,2.8868318027148582E-2]
[114198,0.6,10,4.2991474882002147E-2]
[114198,0.8,10,5.707804324759426E-2]
[114198,1,10,7.1237788591709025E-2]
[114198,1.25,10,8.8910028904906513E-2]
[114198,1.5,10,0.106582269218104]
[114198,2,10,0.14199992682302148]
[114198,3,10,0.21287183052211767]
[115751,0.1,0.5,9.7036311531904118E-2]
[115751,0.2,0.5,0.18540283672506985]
[115751,0.4,0.5,0.34356295570791162]
[115751,0.6,0.5,0.47734610222367324]
[115751,0.8,0.5,0.58816701128160476]
[115751,1,0.5,0.67954438277650819]
[115751,1.25,0.5,0.77048645119164227]
[115751,1.5,0.5,0.83781332752929227]
[115751,2,0.5,0.92150034461493813]
[115751,3,0.5,0.98266042732252323]
[115751,0.1,0.75,7.5379983313381915E-2]
[115751,0.2,0.75,0.14560888018282728]
[115751,0.4,0.75,0.27601842783037694]
[115751,0.6,0.75,0.3928610294917837]
[115751,0.8,0.75,0.49454057387456019]
[115751,1,0.75,0.58152863931512311]
[115751,1.25,0.75,0.67388544273950735]
[115751,1.5,0.75,0.75031740849566519]
[115751,2,0.75,0.86099321652700689]
[115751,3,0.75,0.95621576522653895]
[115751,0.1,1,6.1450284760764647E-2]
[115751,0.2,1,0.1195632459099648]
[115751,0.4,1,0.23056553125113366]
[115751,0.6,1,0.33333333333333331]
[115751,0.8,1,0.42583523778430737]
[115751,1,1,0.50796241883411331]
[115751,1.25,1,0.59857800993942023]
[115751,1.5,1,0.67573548082852686]
[115751,2,1,0.79743896688069071]
[115751,3,1,0.92494649399644502]
[115751,0.1,2,3.4352668045126392E-2]
[115751,0.2,2,6.7544527877534802E-2]
[115751,0.4,2,0.13316646715275507]
[115751,0.6,2,0.19809917655167406]
[115751,0.8,2,0.26208872927775967]
[115751,1,2,0.32372039032176153]
[115751,1.25,2,0.39514637066057245]
[115751,1.5,2,0.46160264083868391]
[115751,2,2,0.58239924547466171]
[115751,3,2,0.77230021402401416]
[115751,0.1,3,2.3506366307541614E-2]
[115751,0.2,3,4.6214676968839588E-2]
[115751,0.4,3,9.1377371494903395E-2]
[115751,0.6,3,0.13639496499437739]
[115751,0.8,3,0.18137628323720389]
[115751,1,3,0.22624877571008822]
[115751,1.25,3,0.28211267094714698]
[115751,1.5,3,0.33721478579460945]
[115751,2,3,0.43954728479703997]
[115751,3,3,0.61758624442267929]
[115751,0.1,5,1.4328726375739093E-2]
[115751,0.2,5,2.8222149671708881E-2]
[115751,0.4,5,5.5900170493706255E-2]
[115751,0.6,5,8.3578191315703501E-2]
[115751,0.8,5,0.11121993688105339]
[115751,1,5,0.13875285667646095]
[115751,1.25,5,0.17317807523488232]
[115751,1.5,5,0.20760329379330356]
[115751,2,5,0.27641745565349879]
[115751,3,5,0.41223201654151703]
[115751,0.1,10,7.5815286393151101E-3]
[115751,0.2,10,1.4437552145681419E-2]
[115751,0.4,10,2.8403525954946177E-2]
[115751,0.6,10,4.2333224507563445E-2]
[115751,0.8,10,5.6262923060180721E-2]
[115751,1,10,7.0192621612797865E-2]
[115751,1.25,10,8.7604744803569459E-2]
[115751,1.5,10,0.10501686799434104]
[115751,2,10,0.13991366488917906]
[115751,3,10,0.20977980919215009]
[115983,0.1,0.5,0.10353510579155631]
[115983,0.2,0.5,0.19654010922528536]
[115983,0.4,0.5,0.36014912194643389]
[115983,0.6,0.5,0.49932960528467246]
[115983,0.8,0.5,0.61175970437228167]
[115983,1,0.5,0.6993034435396841]
[115983,1.25,0.5,0.78132051407828895]
[115983,1.5,0.5,0.84329114751953949]
[115983,2,0.5,0.92079531704764706]
[115983,3,0.5,0.98135975669577158]
[115983,0.1,0.75,8.2082474901075952E-2]
[115983,0.2,0.75,0.1574283004676412]
[115983,0.4,0.75,0.29431963111939563]
[115983,0.6,0.75,0.41502338205958333]
[115983,0.8,0.75,0.52058602308773994]
[115983,1,0.75,0.60868569933614569]
[115983,1.25,0.75,0.69887831518362276]
[115983,1.5,0.75,0.76843585467150666]
[115983,2,0.75,0.86467837404754899]
[115983,3,0.75,0.95971091271787834]
[115983,0.1,1,6.7693515157461012E-2]
[115983,0.2,1,0.13074332057948268]
[115983,0.4,1,0.24889630138330229]
[115983,0.6,1,0.35674809509794297]
[115983,0.8,1,0.45426599954216951]
[115983,1,1,0.53958599038555866]
[115983,1.25,1,0.6295496909643874]
[115983,1.5,1,0.70345662055659119]
[115983,2,1,0.81176624480852877]
[115983,3,1,0.93103109977435494]
[115983,0.1,2,3.937342620752806E-2]
[115983,0.2,2,7.7667680434284972E-2]
[115983,0.4,2,0.15203244056378562]
[115983,0.6,2,0.22361751528826976]
[115983,0.8,2,0.29239020242650182]
[115983,1,2,0.35877563033454329]
[115983,1.25,2,0.43706465221230262]
[115983,1.5,2,0.50793027894960596]
[115983,2,2,0.62582164230354165]
[115983,3,2,0.79230844697341318]
[115983,0.1,3,2.7535236600281312E-2]
[115983,0.2,3,5.4383727394617228E-2]
[115983,0.4,3,0.1079826024395827]
[115983,0.6,3,0.16099283822230948]
[115983,0.8,3,0.2133490303803264]
[115983,1,3,0.26436443310768826]
[115983,1.25,3,0.32685830144870665]
[115983,1.5,3,0.38729193237188919]
[115983,2,3,0.4970404525981883]
[115983,3,3,0.67225873965793526]
[115983,0.1,5,1.736485823604442E-2]
[115983,0.2,5,3.4141077209849914E-2]
[115983,0.4,5,6.7562706432519007E-2]
[115983,0.6,5,0.1009516334739527]
[115983,0.8,5,0.13420975179044439]
[115983,1,5,0.16740246574446516]
[115983,1.25,5,0.20886883155106448]
[115983,1.5,5,0.25030249517642827]
[115983,2,5,0.332711991889859]
[115983,3,5,0.48843977893325485]
[115983,0.1,10,9.3201216521142001E-3]
[115983,0.2,10,1.7920795317047707E-2]
[115983,0.4,10,3.5252951371856481E-2]
[115983,0.6,10,5.2552405245429847E-2]
[115983,0.8,10,6.9851859119003212E-2]
[115983,1,10,8.7184015173812107E-2]
[115983,1.25,10,0.1088328591517054]
[115983,1.5,10,0.13051440531083422]
[115983,2,10,0.1739101998103274]
[115983,3,10,0.26063638444684256]
[116159,0.1,0.5,9.7805481476721412E-2]
[116159,0.2,0.5,0.18613244224528491]
[116159,0.4,0.5,0.34177296533110563]
[116159,0.6,0.5,0.4722873758956399]
[116159,0.8,0.5,0.57934646402981715]
[116159,1,0.5,0.66693442148893101]
[116159,1.25,0.5,0.75246602191305467]
[116159,1.5,0.5,0.81573113131767505]
[116159,2,0.5,0.89808180445329822]
[116159,3,0.5,0.96899399158178834]
[116159,0.1,0.75,7.6438646660026394E-2]
[116159,0.2,0.75,0.14699739742312767]
[116159,0.4,0.75,0.27606593194743445]
[116159,0.6,0.75,0.39006522507470359]
[116159,0.8,0.75,0.4893165825916525]
[116159,1,0.75,0.57398065739163961]
[116159,1.25,0.75,0.66195418179481413]
[116159,1.5,0.75,0.73209523503518303]
[116159,2,0.75,0.833756385952511]
[116159,3,0.75,0.93917681457443047]
[116159,0.1,1,6.2397583780483892E-2]
[116159,0.2,1,0.12135719564309357]
[116159,0.4,1,0.23121164412171066]
[116159,0.6,1,0.33161970247084155]
[116159,0.8,1,0.42287054589853168]
[116159,1,1,0.50348616778588184]
[116159,1.25,1,0.58933907399672258]
[116159,1.5,1,0.66227548758153143]
[116159,2,1,0.77193715258811813]
[116159,3,1,0.89952768049352572]
[116159,0.1,2,3.5600681168267853E-2]
[116159,0.2,2,7.0301706133727548E-2]
[116159,0.4,2,0.13832214118176267]
[116159,0.6,2,0.20422195803746429]
[116159,0.8,2,0.26745493686341293]
[116159,1,2,0.32708929087812871]
[116159,1.25,2,0.3978408251132603]
[116159,1.5,2,0.46383703370497703]
[116159,2,2,0.57886450534974143]
[116159,3,2,0.74391928798637663]
[116159,0.1,3,2.4644153841210662E-2]
[116159,0.2,3,4.8645696108986898E-2]
[116159,0.4,3,9.652025832985256E-2]
[116159,0.6,3,0.14400925360665753]
[116159,0.8,3,0.190855637310028]
[116159,1,3,0.23718793175465094]
[116159,1.25,3,0.2932236609581339]
[116159,1.5,3,0.34643189923850526]
[116159,2,3,0.44728978568904021]
[116159,3,3,0.61873855348134821]
[116159,0.1,5,1.5229894290396177E-2]
[116159,0.2,5,2.9881438164701336E-2]
[116159,0.4,5,5.9120264755968245E-2]
[116159,0.6,5,8.8391221925906927E-2]
[116159,0.8,5,0.11769430967451724]
[116159,1,5,0.14702952800179933]
[116159,1.25,5,0.18356199595154712]
[116159,1.5,5,0.21999807216527972]
[116159,2,5,0.29187417665392151]
[116159,3,5,0.4283006136940527]
[116159,0.1,10,8.0969058252739912E-3]
[116159,0.2,10,1.5358416605083107E-2]
[116159,0.4,10,3.0170613372746843E-2]
[116159,0.6,10,4.4950679561738933E-2]
[116159,0.8,10,5.9730745750731028E-2]
[116159,1,10,7.4542942518394759E-2]
[116159,1.25,10,9.3050155833306586E-2]
[116159,1.5,10,0.1115573691482184]
[116159,2,10,0.14863605693538545]
[116159,3,10,0.2228898242457347]
[116711,0.1,0.5,0.10323637853338791]
[116711,0.2,0.5,0.19686417638076786]
[116711,0.4,0.5,0.36151353767085026]
[116711,0.6,0.5,0.49897582957804182]
[116711,0.8,0.5,0.6099959033183121]
[116711,1,0.5,0.69922907899147146]
[116711,1.25,0.5,0.78201929164649353]
[116711,1.5,0.5,0.84194257197124878]
[116711,2,0.5,0.9210457711072213]
[116711,3,0.5,0.98391121373505652]
[116711,0.1,0.75,8.0518416446314814E-2]
[116711,0.2,0.75,0.15496629548247731]
[116711,0.4,0.75,0.29101337007932665]
[116711,0.6,0.75,0.41063647536404602]
[116711,0.8,0.75,0.51446873487020961]
[116711,1,0.75,0.60440951919854013]
[116711,1.25,0.75,0.69572827827641426]
[116711,1.5,0.75,0.76671259915831813]
[116711,2,0.75,0.8625377080928085]
[116711,3,0.75,0.95743175300733674]
[116711,0.1,1,6.5919332613310483E-2]
[116711,0.2,1,0.12789095378198195]
[116711,0.4,1,0.24371531786525644]
[116711,0.6,1,0.34929797772894855]
[116711,0.8,1,0.44430375032587244]
[116711,1,1,0.52876987821682619]
[116711,1.25,1,0.6217273099698335]
[116711,1.5,1,0.69740419351234595]
[116711,2,1,0.80786562884063906]
[116711,3,1,0.92789840229414178]
[116711,0.1,2,3.7205318237681979E-2]
[116711,0.2,2,7.3479572455402001E-2]
[116711,0.4,2,0.14453837845890286]
[116711,0.6,2,0.21261777959852518]
[116711,0.8,2,0.27771777587426916]
[116711,1,2,0.33935421399575427]
[116711,1.25,2,0.41242411828237313]
[116711,1.5,2,0.48165803880674835]
[116711,2,2,0.60545231090089746]
[116711,3,2,0.78671185430710211]
[116711,0.1,3,2.543666902536218E-2]
[116711,0.2,3,5.0314699638747129E-2]
[116711,0.4,3,9.9586607575136848E-2]
[116711,0.6,3,0.14889575807232497]
[116711,0.8,3,0.1969014189415664]
[116711,1,3,0.24371531786525644]
[116711,1.25,3,0.30106886149491641]
[116711,1.5,3,0.35633682171986136]
[116711,2,3,0.46042977915161448]
[116711,3,3,0.64384939108413086]
[116711,0.1,5,1.5567390413764823E-2]
[116711,0.2,5,3.0687870097947864E-2]
[116711,0.4,5,6.0779859223120104E-2]
[116711,0.6,5,9.0760120665896907E-2]
[116711,0.8,5,0.1207403821086737]
[116711,1,5,0.15079512867304753]
[116711,1.25,5,0.18833562995791586]
[116711,1.5,5,0.22550370563479943]
[116711,2,5,0.29883430784700749]
[116711,3,5,0.44080294961081518]
[116711,0.1,10,8.1561208148671419E-3]
[116711,0.2,10,1.5641875535361744E-2]
[116711,0.4,10,3.0836840341141834E-2]
[116711,0.6,10,4.5994562586123403E-2]
[116711,0.8,10,6.1189527391903496E-2]
[116711,1,10,7.6347249636885064E-2]
[116711,1.25,10,9.5303713083311523E-2]
[116711,1.5,10,0.11429741909053663]
[116711,2,10,0.15228483110498672]
[116711,3,10,0.22837138281628239]
[118179,0.1,0.5,9.5921144580528916E-2]
[118179,0.2,0.5,0.18297841038655344]
[118179,0.4,0.5,0.3367906138511898]
[118179,0.6,0.5,0.46908676302916619]
[118179,0.8,0.5,0.57788076060171389]
[118179,1,0.5,0.66442311228805762]
[118179,1.25,0.5,0.74754496303652207]
[118179,1.5,0.5,0.80992313067784771]
[118179,2,0.5,0.89429548714553686]
[118179,3,0.5,0.97248887417705687]
[118179,0.1,0.75,7.5692375593070724E-2]
[118179,0.2,0.75,0.14612527124940231]
[118179,0.4,0.75,0.27455956452977304]
[118179,0.6,0.75,0.38905439699878624]
[118179,0.8,0.75,0.4891684136967156]
[118179,1,0.75,0.57567398580308204]
[118179,1.25,0.75,0.66508514472764713]
[118179,1.5,0.75,0.73573871786384204]
[118179,2,0.75,0.83276324984368677]
[118179,3,0.75,0.93732759571885682]
[118179,0.1,1,6.2488506381257185E-2]
[118179,0.2,1,0.12148295266468059]
[118179,0.4,1,0.2314906763764758]
[118179,0.6,1,0.33175181139431387]
[118179,0.8,1,0.42384787965721432]
[118179,1,1,0.50498363308691019]
[118179,1.25,1,0.5931075067122733]
[118179,1.5,1,0.6681746294457318]
[118179,2,1,0.77906506307697976]
[118179,3,1,0.90330648423994997]
[118179,0.1,2,3.5933649637721152E-2]
[118179,0.2,2,7.0800691456103598E-2]
[118179,0.4,2,0.13943138769355257]
[118179,0.6,2,0.20556107249255209]
[118179,0.8,2,0.26841737467358129]
[118179,1,2,0.32939791827577325]
[118179,1.25,2,0.40086064217146644]
[118179,1.5,2,0.46754202067012396]
[118179,2,2,0.58369193423811094]
[118179,3,2,0.76141086468792518]
[118179,0.1,3,2.4679098164698935E-2]
[118179,0.2,3,4.8732943469785552E-2]
[118179,0.4,3,9.6619956600095591E-2]
[118179,0.6,3,0.14424951267056532]
[118179,0.8,3,0.19140093420133145]
[118179,1,3,0.23770642539262204]
[118179,1.25,3,0.29419986023759603]
[118179,1.5,3,0.34911177314355074]
[118179,2,3,0.45099120968038547]
[118179,3,3,0.62440692927286767]
[118179,0.1,5,1.5116407370627877E-2]
[118179,0.2,5,2.9681121041597654E-2]
[118179,0.4,5,5.8773768803560222E-2]
[118179,0.6,5,8.7866416565522798E-2]
[118179,0.8,5,0.11699584390746261]
[118179,1,5,0.1460884916694252]
[118179,1.25,5,0.18253705542682705]
[118179,1.5,5,0.21894883960425171]
[118179,2,5,0.29155173047923794]
[118179,3,5,0.43274853801169588]
[118179,0.1,10,8.017948435028871E-3]
[118179,0.2,10,1.5226746110559472E-2]
[118179,0.4,10,2.9901798521460844E-2]
[118179,0.6,10,4.4540071352385101E-2]
[118179,0.8,10,5.9178344183309493E-2]
[118179,1,10,7.3816617014233754E-2]
[118179,1.25,10,9.2132847842877591E-2]
[118179,1.5,10,0.11044907867152158]
[118179,2,10,0.14715509948876387]
[118179,3,10,0.2206039207032256]
[120132,0.1,0.5,8.7275666936135865E-2]
[120132,0.2,0.5,0.16937752627324171]
[120132,0.4,0.5,0.31450282942603069]
[120132,0.6,0.5,0.43809215844785776]
[120132,0.8,0.5,0.54208569118835903]
[120132,1,0.5,0.62810024252223118]
[120132,1.25,0.5,0.71502021018593376]
[120132,1.5,0.5,0.78282942603071948]
[120132,2,0.5,0.87696038803556997]
[120132,3,0.5,0.96358932902182692]
[120132,0.1,0.75,6.7227162489894923E-2]
[120132,0.2,0.75,0.13167340339531119]
[120132,0.4,0.75,0.24970088924818112]
[120132,0.6,0.75,0.35424413904607926]
[120132,0.8,0.75,0.44653193209377529]
[120132,1,0.75,0.52892481810832659]
[120132,1.25,0.75,0.61694421988682302]
[120132,1.5,0.75,0.69189975747776877]
[120132,2,0.75,0.80090541632983026]
[120132,3,0.75,0.92148746968472106]
[120132,0.1,1,5.4680679062247335E-2]
[120132,0.2,1,0.10758286176232827]
[120132,0.4,1,0.20769603880355705]
[120132,0.6,1,0.29865804365400161]
[120132,0.8,1,0.37995149555375907]
[120132,1,1,0.45416329830234442]
[120132,1.25,1,0.53859337105901373]
[120132,1.5,1,0.61312853678253831]
[120132,2,1,0.73277283751010514]
[120132,3,1,0.87408245755860947]
[120132,0.1,2,3.1075181891673472E-2]
[120132,0.2,2,6.1471301535974125E-2]
[120132,0.4,2,0.12126111560226353]
[120132,0.6,2,0.17988682295877129]
[120132,0.8,2,0.23657235246564265]
[120132,1,2,0.29041228779304773]
[120132,1.25,2,0.35414713015359744]
[120132,1.5,2,0.41396928051738074]
[120132,2,2,0.52368633791430885]
[120132,3,2,0.6965238480194017]
[120132,0.1,3,2.1374292643492363E-2]
[120132,0.2,3,4.2231204527081678E-2]
[120132,0.4,3,8.3718674211802818E-2]
[120132,0.6,3,0.12497978981406635]
[120132,0.8,3,0.16611156022635409]
[120132,1,3,0.20675828617623287]
[120132,1.25,3,0.2567178658043654]
[120132,1.5,3,0.30496362166531932]
[120132,2,3,0.39657235246564265]
[120132,3,3,0.55673403395311227]
[120132,0.1,5,1.332255456750199E-2]
[120132,0.2,5,2.6160064672595022E-2]
[120132,0.4,5,5.177041228779302E-2]
[120132,0.6,5,7.7413096200485101E-2]
[120132,0.8,5,0.10289409862570742]
[120132,1,5,0.12834276475343576]
[120132,1.25,5,0.16009700889248182]
[120132,1.5,5,0.19175424413904607]
[120132,2,5,0.25490703314470492]
[120132,3,5,0.37869037995149563]
[120132,0.1,10,7.081649151172229E-3]
[120132,0.2,10,1.3516572352465618E-2]
[120132,0.4,10,2.6548100242522278E-2]
[120132,0.6,10,3.9579628132578829E-2]
[120132,0.8,10,5.2611156022635483E-2]
[120132,1,10,6.5642683912692026E-2]
[120132,1.25,10,8.1940177849636295E-2]
[120132,1.5,10,9.827000808407442E-2]
[120132,2,10,0.13092966855295066]
[120132,3,10,0.19631366208569123]
[120482,0.1,0.5,0.10184511606375246]
[120482,0.2,0.5,0.19367105350175251]
[120482,0.4,0.5,0.35652403941538258]
[120482,0.6,0.5,0.493717346736327]
[120482,0.8,0.5,0.60290324713973942]
[120482,1,0.5,0.69172012433040142]
[120482,1.25,0.5,0.77580847827524635]
[120482,1.5,0.5,0.83737848025924211]
[120482,2,0.5,0.91974737120560812]
[120482,3,0.5,0.98429336684081736]
[120482,0.1,0.75,7.8599298988162231E-2]
[120482,0.2,0.75,0.15141194365452021]
[120482,0.4,0.75,0.28595992328549696]
[120482,0.6,0.75,0.40456980358441896]
[120482,0.8,0.75,0.50773758349315523]
[120482,1,0.75,0.59628992791482049]
[120482,1.25,0.75,0.68566893723960054]
[120482,1.5,0.75,0.75732425104159773]
[120482,2,0.75,0.85609417366576279]
[120482,3,0.75,0.95846835526750873]
[120482,0.1,1,6.3752397328219065E-2]
[120482,0.2,1,0.12360293631373584]
[120482,0.4,1,0.23748429336684088]
[120482,0.6,1,0.34240460287018054]
[120482,0.8,1,0.43598306990278429]
[120482,1,1,0.5190132927716421]
[120482,1.25,1,0.60958269955690769]
[120482,1.5,1,0.68471000595198728]
[120482,2,1,0.79587990212287552]
[120482,3,1,0.92391376231730715]
[120482,0.1,2,3.544739104556574E-2]
[120482,0.2,2,7.0101183784141291E-2]
[120482,0.4,2,0.1378546392434363]
[120482,0.6,2,0.20428543085774753]
[120482,0.8,2,0.26899675947357982]
[120482,1,2,0.33139342636069047]
[120482,1.25,2,0.40589246742940288]
[120482,1.5,2,0.47467098736856028]
[120482,2,2,0.59324780107135777]
[120482,3,2,0.76833542755108786]
[120482,0.1,3,2.4370081343826528E-2]
[120482,0.2,3,4.8144963957410206E-2]
[120482,0.4,3,9.5595529396204013E-2]
[120482,0.6,3,0.14255009589312875]
[120482,0.8,3,0.18917399642880761]
[120482,1,3,0.23550029759936511]
[120482,1.25,3,0.29257324251041605]
[120482,1.5,3,0.34795979101911245]
[120482,2,3,0.45314463329144899]
[120482,3,3,0.63094372065339599]
[120482,0.1,5,1.5210634217313697E-2]
[120482,0.2,5,2.9859136300509299E-2]
[120482,0.4,5,5.9156140466900382E-2]
[120482,0.6,5,8.8486211229416106E-2]
[120482,0.8,5,0.11781628199193182]
[120482,1,5,0.14704715296607365]
[120482,1.25,5,0.18358574168375105]
[120482,1.5,5,0.22005819720917932]
[120482,2,5,0.2923087097414192]
[120482,3,5,0.4336684081740626]
[120482,0.1,10,8.2005158388995802E-3]
[120482,0.2,10,1.5673566563058006E-2]
[120482,0.4,10,3.0818067588122548E-2]
[120482,0.6,10,4.5962568613186976E-2]
[120482,0.8,10,6.1107069638251521E-2]
[120482,1,10,7.6218504067191314E-2]
[120482,1.25,10,9.5165663646584228E-2]
[120482,1.5,10,0.11411282322597713]
[120482,2,10,0.15200714238476296]
[120482,3,10,0.22776271410620996]
[120922,0.1,0.5,9.3093001193499961E-2]
[120922,0.2,0.5,0.17874957921473822]
[120922,0.4,0.5,0.33020167090002139]
[120922,0.6,0.5,0.45830400587569237]
[120922,0.8,0.5,0.56504575083391984]
[120922,1,0.5,0.65204884169293398]
[120922,1.25,0.5,0.73635890687639616]
[120922,1.5,0.5,0.79897175383297125]
[120922,2,0.5,0.87994613948648892]
[120922,3,0.5,0.95688098662667931]
[120922,0.1,0.75,7.1946629127520853E-2]
[120922,0.2,0.75,0.13963950179024998]
[120922,0.4,0.75,0.26373290081708844]
[120922,0.6,0.75,0.37436117146616887]
[120922,0.8,0.75,0.4710346727055727]
[120922,1,0.75,0.55485509685711665]
[120922,1.25,0.75,0.64436759800471277]
[120922,1.5,0.75,0.71579398353582036]
[120922,2,0.75,0.81519111301527059]
[120922,3,0.75,0.9195764605073905]
[120922,0.1,1,5.8634513572237368E-2]
[120922,0.2,1,0.114269975823974]
[120922,0.4,1,0.21886954126755825]
[120922,0.6,1,0.31551243994246714]
[120922,0.8,1,0.40263794105946077]
[120922,1,1,0.48195978823025365]
[120922,1.25,1,0.56819781497689503]
[120922,1.5,1,0.64194999540961539]
[120922,2,1,0.75346574042904801]
[120922,3,1,0.88162928053370881]
[120922,0.1,2,3.2775346574042845E-2]
[120922,0.2,2,6.4846834164702993E-2]
[120922,0.4,2,0.12791871958870152]
[120922,0.6,2,0.18897083575603638]
[120922,0.8,2,0.24772775958625329]
[120922,1,2,0.30449551672430147]
[120922,1.25,2,0.37194356887107138]
[120922,1.5,2,0.43513786455304959]
[120922,2,2,0.55041772500535535]
[120922,3,2,0.7227101631116688]
[120922,0.1,3,2.2523487468249861E-2]
[120922,0.2,3,4.44043210821067E-2]
[120922,0.4,3,8.822719343881015E-2]
[120922,0.6,3,0.13171343758606968]
[120922,0.8,3,0.17467943813691583]
[120922,1,3,0.2171864002203385]
[120922,1.25,3,0.26966979832910004]
[120922,1.5,3,0.32019463231018763]
[120922,2,3,0.41542981301833093]
[120922,3,3,0.58374391774030665]
[120922,0.1,5,1.3924166845181574E-2]
[120922,0.2,5,2.7266884964960009E-2]
[120922,0.4,5,5.392171864002205E-2]
[120922,0.6,5,8.0637757444073754E-2]
[120922,0.8,5,0.1073843988126205]
[120922,1,5,0.13413104018116714]
[120922,1.25,5,0.16751843804510819]
[120922,1.5,5,0.20093643847354406]
[120922,2,5,0.2668543623955687]
[120922,3,5,0.3951403127582091]
[120922,0.1,10,7.4058206077668495E-3]
[120922,0.2,10,1.4015974538666291E-2]
[120922,0.4,10,2.7450500351929447E-2]
[120922,0.6,10,4.0854423600697763E-2]
[120922,0.8,10,5.4288949413960917E-2]
[120922,1,10,6.7723475227224078E-2]
[120922,1.25,10,8.4524283134926728E-2]
[120922,1.5,10,0.10135569360712432]
[120922,2,10,0.13501851455151939]
[120922,3,10,0.20243596413379436]
[122738,0.1,0.5,8.8854889961162753E-2]
[122738,0.2,0.5,0.16997175473696602]
[122738,0.4,0.5,0.31543485936212784]
[122738,0.6,0.5,0.44080263622454985]
[122738,0.8,0.5,0.54436860068259385]
[122738,1,0.5,0.62722137224902896]
[122738,1.25,0.5,0.70927974579263264]
[122738,1.5,0.5,0.77374367423796631]
[122738,2,0.5,0.86421678239378596]
[122738,3,0.5,0.95230669648111088]
[122738,0.1,0.75,6.973049311521716E-2]
[122738,0.2,0.75,0.13445922090149465]
[122738,0.4,0.75,0.25323643638931387]
[122738,0.6,0.75,0.35921501706484643]
[122738,0.8,0.75,0.45201247499117336]
[122738,1,0.75,0.53204072025420734]
[122738,1.25,0.75,0.61621748852536185]
[122738,1.5,0.75,0.68477109568082861]
[122738,2,0.75,0.78783688360597859]
[122738,3,0.75,0.90629045545486642]
[122738,0.1,1,5.7196657643874389E-2]
[122738,0.2,1,0.11103919030245972]
[122738,0.4,1,0.21222196069200897]
[122738,0.6,1,0.30431328704248561]
[122738,0.8,1,0.38754854654583976]
[122738,1,1,0.46142756266917734]
[122738,1.25,1,0.54166176297516777]
[122738,1.5,1,0.61112745674944102]
[122738,2,1,0.72187242556196307]
[122738,3,1,0.85718488878427679]
[122738,0.1,2,3.2717429681063961E-2]
[122738,0.2,2,6.4287395551371029E-2]
[122738,0.4,2,0.12616217488525364]
[122738,0.6,2,0.18633046957749791]
[122738,0.8,2,0.2441449923502412]
[122738,1,2,0.2993997881605272]
[122738,1.25,2,0.36459927033070494]
[122738,1.5,2,0.42462045427798045]
[122738,2,2,0.52874543956690601]
[122738,3,2,0.68827233141108635]
[122738,0.1,3,2.2625632576203317E-2]
[122738,0.2,3,4.4486289278568923E-2]
[122738,0.4,3,8.7678004001412277E-2]
[122738,0.6,3,0.13066376368129926]
[122738,0.8,3,0.17317876897728607]
[122738,1,3,0.21463457690949742]
[122738,1.25,3,0.26503471813581264]
[122738,1.5,3,0.31416970695539603]
[122738,2,3,0.40708485347769796]
[122738,3,3,0.56561139225609036]
[122738,0.1,5,1.3916676474049634E-2]
[122738,0.2,5,2.7333176415205426E-2]
[122738,0.4,5,5.4048487701541609E-2]
[122738,0.6,5,8.0734376838884306E-2]
[122738,0.8,5,0.1073319995292456]
[122738,1,5,0.1339590443686007]
[122738,1.25,5,0.1672649170295398]
[122738,1.5,5,0.20051194539249151]
[122738,2,5,0.26606449335059429]
[122738,3,5,0.39004942921030944]
[122738,0.1,10,7.3555372484406262E-3]
[122738,0.2,10,1.4004942921030926E-2]
[122738,0.4,10,2.7480287160174106E-2]
[122738,0.6,10,4.0926209250323593E-2]
[122738,0.8,10,5.4372131340473077E-2]
[122738,1,10,6.7847475579616359E-2]
[122738,1.25,10,8.4706366953042192E-2]
[122738,1.5,10,0.10156525832646811]
[122738,2,10,0.13534188537130745]
[122738,3,10,0.20292456160997996]
[123037,0.1,0.5,8.9004310649424018E-2]
[123037,0.2,0.5,0.1711186488587379]
[123037,0.4,0.5,0.31746873012507948]
[123037,0.6,0.5,0.44350222599109601]
[123037,0.8,0.5,0.55239912373683842]
[123037,1,0.5,0.64320542717829132]
[123037,1.25,0.5,0.73397639742774368]
[123037,1.5,0.5,0.80330012013285279]
[123037,2,0.5,0.89025510564624399]
[123037,3,0.5,0.96339481308741426]
[123037,0.1,0.75,6.8935057593102977E-2]
[123037,0.2,0.75,0.13363013214613809]
[123037,0.4,0.75,0.25443431559607099]
[123037,0.6,0.75,0.36114055543777823]
[123037,0.8,0.75,0.45675217299130805]
[123037,1,0.75,0.54300049466468803]
[123037,1.25,0.75,0.63723411773019578]
[123037,1.5,0.75,0.71323581372341183]
[123037,2,0.75,0.82262737615716208]
[123037,3,0.75,0.92823828704685185]
[123037,0.1,1,5.5932442936894866E-2]
[123037,0.2,1,0.10896756412974347]
[123037,0.4,1,0.2102324924033637]
[123037,0.6,1,0.30425411631686811]
[123037,0.8,1,0.38972510776623565]
[123037,1,1,0.46820012719949117]
[123037,1.25,1,0.55805243445692887]
[123037,1.5,1,0.63684545261818959]
[123037,2,1,0.7575083033001202]
[123037,3,1,0.8920217652462723]
[123037,0.1,2,3.0775210232492356E-2]
[123037,0.2,2,6.0879089816974027E-2]
[123037,0.4,2,0.12055685110592888]
[123037,0.6,2,0.17910395025086565]
[123037,0.8,2,0.23652038725178429]
[123037,1,2,0.29185216592466956]
[123037,1.25,2,0.35806656773372908]
[123037,1.5,2,0.42170164652674719]
[123037,2,2,0.54091583633665463]
[123037,3,2,0.73122040845169956]
[123037,0.1,3,2.0846583280333539E-2]
[123037,0.2,3,4.123383506465967E-2]
[123037,0.4,3,8.1867005865309886E-2]
[123037,0.6,3,0.12246484347395947]
[123037,0.8,3,0.16288601512260617]
[123037,1,3,0.20298918804324786]
[123037,1.25,3,0.25287965514804606]
[123037,1.5,3,0.30209879160483361]
[123037,2,3,0.39657974701434529]
[123037,3,3,0.56794572821708711]
[123037,0.1,5,1.2684615928202891E-2]
[123037,0.2,5,2.4980566744399715E-2]
[123037,0.4,5,4.9537135184792629E-2]
[123037,0.6,5,7.4058370433184945E-2]
[123037,0.8,5,9.8650272065578332E-2]
[123037,1,5,0.12320684050597125]
[123037,1.25,5,0.15394671754646314]
[123037,1.5,5,0.18472192777895549]
[123037,2,5,0.24602501589993644]
[123037,3,5,0.36795986149388726]
[123037,0.1,10,6.7133064801074586E-3]
[123037,0.2,10,1.2755282312204108E-2]
[123037,0.4,10,2.5121899512401898E-2]
[123037,0.6,10,3.7453183520599204E-2]
[123037,0.8,10,4.9819800720797121E-2]
[123037,1,10,6.215108472899443E-2]
[123037,1.25,10,7.7591689633241395E-2]
[123037,1.5,10,9.3032294537488486E-2]
[123037,2,10,0.12391350434598254]
[123037,3,10,0.18578192353897249]
[124259,0.1,0.5,8.8791616077704652E-2]
[124259,0.2,0.5,0.17001086331394971]
[124259,0.4,0.5,0.31516390823694795]
[124259,0.6,0.5,0.44242443606620224]
[124259,0.8,0.5,0.54862930538692567]
[124259,1,0.5,0.63671800115023314]
[124259,1.25,0.5,0.72381621828870846]
[124259,1.5,0.5,0.79302191833343993]
[124259,2,0.5,0.88264425841906835]
[124259,3,0.5,0.96207425394593904]
[124259,0.1,0.75,6.882228896415106E-2]
[124259,0.2,0.75,0.1331394977314844]
[124259,0.4,0.75,0.25087865039299628]
[124259,0.6,0.75,0.35826570387884205]
[124259,0.8,0.75,0.45491724710844145]
[124259,1,0.75,0.5395232922231451]
[124259,1.25,0.75,0.62793149722026964]
[124259,1.5,0.75,0.6995974183653908]
[124259,2,0.75,0.80823055786312226]
[124259,3,0.75,0.92350948942424427]
[124259,0.1,1,5.6073870534858426E-2]
[124259,0.2,1,0.10898459965492996]
[124259,0.4,1,0.20867148060578949]
[124259,0.6,1,0.30155281487634988]
[124259,0.8,1,0.38698958399897754]
[124259,1,1,0.46555690459454274]
[124259,1.25,1,0.55128123202760559]
[124259,1.5,1,0.62476835580548273]
[124259,2,1,0.73912071058853601]
[124259,3,1,0.87778771806505207]
[124259,0.1,2,3.09604447568534E-2]
[124259,0.2,2,6.121796919930976E-2]
[124259,0.4,2,0.12039107930219174]
[124259,0.6,2,0.17841395616333311]
[124259,0.8,2,0.23554220716978722]
[124259,1,2,0.29072145184995835]
[124259,1.25,2,0.35618889385903252]
[124259,1.5,2,0.41747076490510576]
[124259,2,2,0.53035337721260134]
[124259,3,2,0.70467761518307881]
[124259,0.1,3,2.0959805738385802E-2]
[124259,0.2,3,4.1376445779282962E-2]
[124259,0.4,3,8.2081922167550614E-2]
[124259,0.6,3,0.1225317911687647]
[124259,0.8,3,0.16291775832321545]
[124259,1,3,0.20314397086075778]
[124259,1.25,3,0.25266790210237072]
[124259,1.5,3,0.30129720748929645]
[124259,2,3,0.3945300019170554]
[124259,3,3,0.56045114703814936]
[124259,0.1,5,1.2812320276055972E-2]
[124259,0.2,5,2.514537670138664E-2]
[124259,0.4,5,4.9779538628666367E-2]
[124259,0.6,5,7.4413700555945983E-2]
[124259,0.8,5,9.9015911559843975E-2]
[124259,1,5,0.12361812256374209]
[124259,1.25,5,0.1544188127036871]
[124259,1.5,5,0.18518755192025049]
[124259,2,5,0.24646942296632371]
[124259,3,5,0.36842609751421812]
[124259,0.1,10,6.8055466802989786E-3]
[124259,0.2,10,1.2876222122819308E-2]
[124259,0.4,10,2.5305131318295038E-2]
[124259,0.6,10,3.7670138667007427E-2]
[124259,0.8,10,5.0067096939101434E-2]
[124259,1,10,6.2464055211195552E-2]
[124259,1.25,10,7.7928302127931393E-2]
[124259,1.5,10,9.3424499968049066E-2]
[124259,2,10,0.12448079749504752]
[124259,3,10,0.18662534347242629]
[125535,0.1,0.5,9.5146842550915892E-2]
[125535,0.2,0.5,0.18106867507464677]
[125535,0.4,0.5,0.33103079459868984]
[125535,0.6,0.5,0.45781897589019116]
[125535,0.8,0.5,0.56321582958242344]
[125535,1,0.5,0.64650831142207765]
[125535,1.25,0.5,0.72761709523597295]
[125535,1.5,0.5,0.78862694415972179]
[125535,2,0.5,0.86978029323944916]
[125535,3,0.5,0.95351842773742146]
[125535,0.1,0.75,7.4468559204955626E-2]
[125535,0.2,0.75,0.1439903739025804]
[125535,0.4,0.75,0.26926333615580023]
[125535,0.6,0.75,0.37933954276037257]
[125535,0.8,0.75,0.47600160434957001]
[125535,1,0.75,0.55973973884754225]
[125535,1.25,0.75,0.6463746156245822]
[125535,1.5,0.75,0.71487142920807523]
[125535,2,0.75,0.81055305494897267]
[125535,3,0.75,0.91635099603369141]
[125535,0.1,1,6.118810998707612E-2]
[125535,0.2,1,0.11970230402424351]
[125535,0.4,1,0.22781763893221615]
[125535,0.6,1,0.32528187530638619]
[125535,0.8,1,0.41338740585587591]
[125535,1,1,0.49262444850483533]
[125535,1.25,1,0.57921476001604344]
[125535,1.5,1,0.65252462230937203]
[125535,2,1,0.75858995498908144]
[125535,3,1,0.87954008645661574]
[125535,0.1,2,3.5518516867953147E-2]
[125535,0.2,2,7.0190293685101796E-2]
[125535,0.4,2,0.13873167253442664]
[125535,0.6,2,0.20549044075047909]
[125535,0.8,2,0.26868398769998664]
[125535,1,2,0.32973840188956732]
[125535,1.25,2,0.40077543562547352]
[125535,1.5,2,0.46548420161326265]
[125535,2,2,0.5806408485226614]
[125535,3,2,0.75141494719016]
[125535,0.1,3,2.5090244663309363E-2]
[125535,0.2,3,4.9512010339141703E-2]
[125535,0.4,3,9.8088150095815341E-2]
[125535,0.6,3,0.14635233299166625]
[125535,0.8,3,0.1938143411025447]
[125535,1,3,0.24060787022594593]
[125535,1.25,3,0.29800793261731806]
[125535,1.5,3,0.35398190650207229]
[125535,2,3,0.45732875796604128]
[125535,3,3,0.63140068630509383]
[125535,0.1,5,1.6177191496947258E-2]
[125535,0.2,5,3.17304692722492E-2]
[125535,0.4,5,6.2747894291189502E-2]
[125535,0.6,5,9.3765319310129644E-2]
[125535,0.8,5,0.12464904853157452]
[125535,1,5,0.15526538615802851]
[125535,1.25,5,0.19332412317839481]
[125535,1.5,5,0.23124916440126567]
[125535,2,5,0.30571772360622129]
[125535,3,5,0.44658852890057493]
[125535,0.1,10,8.9576184321939704E-3]
[125535,0.2,10,1.711306207941532E-2]
[125535,0.4,10,3.3557645171353449E-2]
[125535,0.6,10,5.0002228263291586E-2]
[125535,0.8,10,6.6491376621061582E-2]
[125535,1,10,8.2935959712999718E-2]
[125535,1.25,10,0.10352511252729624]
[125535,1.5,10,0.12415883060742464]
[125535,2,10,0.16533713623601767]
[125535,3,10,0.24684700744239946]
[126580,0.1,0.5,0.10283012881528014]
[126580,0.2,0.5,0.19712545212259663]
[126580,0.4,0.5,0.36264991433466587]
[126580,0.6,0.5,0.49980963259090044]
[126580,0.8,0.5,0.61085728789897831]
[126580,1,0.5,0.69864839139539314]
[126580,1.25,0.5,0.78228313979313402]
[126580,1.5,0.5,0.84193159464433021]
[126580,2,0.5,0.91747572815533984]
[126580,3,0.5,0.97902785709753148]
[126580,0.1,0.75,8.0303318738498705E-2]
[126580,0.2,0.75,0.15575226854495841]
[126580,0.4,0.75,0.29376864014214099]
[126580,0.6,0.75,0.41455676121581314]
[126580,0.8,0.75,0.51890982930388985]
[126580,1,0.75,0.60701821181547055]
[126580,1.25,0.75,0.6962687987816486]
[126580,1.5,0.75,0.76549907989085608]
[126580,2,0.75,0.85750999428897778]
[126580,3,0.75,0.95510501935401992]
[126580,0.1,1,6.577193984389873E-2]
[126580,0.2,1,0.12846627324068785]
[126580,0.4,1,0.24570086934450155]
[126580,0.6,1,0.35271908115997208]
[126580,0.8,1,0.44983818770226541]
[126580,1,1,0.53490069166825316]
[126580,1.25,1,0.62618186433149314]
[126580,1.5,1,0.69994923535757347]
[126580,2,1,0.80506377308204846]
[126580,3,1,0.92068024620851574]
[126580,0.1,2,3.7661019100196751E-2]
[126580,0.2,2,7.4370201154895649E-2]
[126580,0.4,2,0.14620217018846374]
[126580,0.6,2,0.21600355352496986]
[126580,0.8,2,0.28336188844469828]
[126580,1,2,0.34729361000063458]
[126580,1.25,2,0.42293292721619397]
[126580,1.5,2,0.49387651500729746]
[126580,2,2,0.61742496351291332]
[126580,3,2,0.78726442033123933]
[126580,0.1,3,2.6175518751189772E-2]
[126580,0.2,3,5.1716479472047688E-2]
[126580,0.4,3,0.10270321720921384]
[126580,0.6,3,0.15299194111301476]
[126580,0.8,3,0.20267783488800056]
[126580,1,3,0.25169744273113775]
[126580,1.25,3,0.31144108128688364]
[126580,1.5,3,0.36826575290310298]
[126580,2,3,0.47544260422615647]
[126580,3,3,0.65882987499206802]
[126580,0.1,5,1.633986928104577E-2]
[126580,0.2,5,3.2108636334792828E-2]
[126580,0.4,5,6.3614442540770325E-2]
[126580,0.6,5,9.5151976648264552E-2]
[126580,0.8,5,0.1265943270512089]
[126580,1,5,0.15797322165111996]
[126580,1.25,5,0.19703026841804686]
[126580,1.5,5,0.23608731518497364]
[126580,2,5,0.31290056475664707]
[126580,3,5,0.4593248302557269]
[126580,0.1,10,8.6299892125135478E-3]
[126580,0.2,10,1.6625420394695122E-2]
[126580,0.4,10,3.2743194365124691E-2]
[126580,0.6,10,4.8829240434037739E-2]
[126580,0.8,10,6.4947014404467304E-2]
[126580,1,10,8.1096516276413511E-2]
[126580,1.25,10,0.10127546164096707]
[126580,1.5,10,0.12135922330097085]
[126580,2,10,0.16143156291642874]
[126580,3,10,0.24154451424582776]
[128187,0.1,0.5,8.6992483906929804E-2]
[128187,0.2,0.5,0.16664868558276694]
[128187,0.4,0.5,0.31150429747905201]
[128187,0.6,0.5,0.43769554428740964]
[128187,0.8,0.5,0.54461106915524859]
[128187,1,0.5,0.63358147229114969]
[128187,1.25,0.5,0.72233610242025392]
[128187,1.5,0.5,0.78980112921206891]
[128187,2,0.5,0.88042579206674576]
[128187,3,0.5,0.96353436185133245]
[128187,0.1,0.75,6.7069442946020727E-2]
[128187,0.2,0.75,0.1296436149171071]
[128187,0.4,0.75,0.24767144963498389]
[128187,0.6,0.75,0.35487467184521881]
[128187,0.8,0.75,0.45092962203761638]
[128187,1,0.75,0.5352249433595857]
[128187,1.25,0.75,0.62433919516668457]
[128187,1.5,0.75,0.69827741216240513]
[128187,2,0.75,0.80645161290322576]
[128187,3,0.75,0.92678102636026893]
[128187,0.1,1,5.4410759880605536E-2]
[128187,0.2,1,0.10587262200165423]
[128187,0.4,1,0.20437299960441616]
[128187,0.6,1,0.2972632790304599]
[128187,0.8,1,0.38317689790340553]
[128187,1,1,0.46179019671305788]
[128187,1.25,1,0.54809939943179775]
[128187,1.5,1,0.62178588125292189]
[128187,2,1,0.73895062394361133]
[128187,3,1,0.88387816017549536]
[128187,0.1,2,3.0136296615959918E-2]
[128187,0.2,2,5.9553349875930479E-2]
[128187,0.4,2,0.11756032653648357]
[128187,0.6,2,0.17484805984104718]
[128187,0.8,2,0.23109289027942601]
[128187,1,2,0.28539576365663322]
[128187,1.25,2,0.3505232495414824]
[128187,1.5,2,0.41158701046499085]
[128187,2,2,0.52483187686553745]
[128187,3,2,0.70065091523717038]
[128187,0.1,3,2.0462473477901214E-2]
[128187,0.2,3,4.052936311000823E-2]
[128187,0.4,3,8.0519293703024325E-2]
[128187,0.6,3,0.12040133779264212]
[128187,0.8,3,0.16017549537886133]
[128187,1,3,0.19969791779048432]
[128187,1.25,3,0.24878627683676771]
[128187,1.5,3,0.29715539252706147]
[128187,2,3,0.38914661775811843]
[128187,3,3,0.55374545977631529]
[128187,0.1,5,1.2478872226417729E-2]
[128187,0.2,5,2.4634084942640296E-2]
[128187,0.4,5,4.8800661703887485E-2]
[128187,0.6,5,7.293127629733516E-2]
[128187,0.8,5,9.7097853058582345E-2]
[128187,1,5,0.12130039198762893]
[128187,1.25,5,0.15158053727478693]
[128187,1.5,5,0.18178875822634588]
[128187,2,5,0.24220520012946378]
[128187,3,5,0.36195921890171534]
[128187,0.1,10,6.6170388751033019E-3]
[128187,0.2,10,1.2550796562016766E-2]
[128187,0.4,10,2.4777933613838246E-2]
[128187,0.6,10,3.6933146330060687E-2]
[128187,0.8,10,4.9088359046283253E-2]
[128187,1,10,6.1243571762505826E-2]
[128187,1.25,10,7.6419606573884274E-2]
[128187,1.5,10,9.1631603553062116E-2]
[128187,2,10,0.12205559751141794]
[128187,3,10,0.183011471931528]
[130608,0.1,0.5,0.11322252105286369]
[130608,0.2,0.5,0.21440853577884569]
[130608,0.4,0.5,0.38587363872845115]
[130608,0.6,0.5,0.52510912217274364]
[130608,0.8,0.5,0.63974251576209162]
[130608,1,0.5,0.72946519112913899]
[130608,1.25,0.5,0.8154843260879151]
[130608,1.5,0.5,0.87527004982143641]
[130608,2,0.5,0.94766544684978615]
[130608,3,0.5,0.99475331775494913]
[130608,0.1,0.75,8.8003174463207184E-2]
[130608,0.2,0.75,0.16992196111282568]
[130608,0.4,0.75,0.31568273003835812]
[130608,0.6,0.75,0.44036859045015658]
[130608,0.8,0.75,0.5483885190247344]
[130608,1,0.75,0.63952206692826596]
[130608,1.25,0.75,0.73325691107094038]
[130608,1.5,0.75,0.8061372955337065]
[130608,2,0.75,0.90414884705259913]
[130608,3,0.75,0.97914554032009171]
[130608,0.1,1,7.1513601693047033E-2]
[130608,0.2,1,0.13972047087870906]
[130608,0.4,1,0.26599356289405235]
[130608,0.6,1,0.37943653278074163]
[130608,0.8,1,0.47969666240465592]
[130608,1,1,0.56783210616815838]
[130608,1.25,1,0.66337463074820335]
[130608,1.5,1,0.74132533838895986]
[130608,2,1,0.85670825801331507]
[130608,3,1,0.95833517040694849]
[130608,0.1,2,4.007759798950674E-2]
[130608,0.2,2,7.936158017724089E-2]
[130608,0.4,2,0.15678321061681588]
[130608,0.6,2,0.2317799038843085]
[130608,0.8,2,0.30408712137912791]
[130608,1,2,0.37383713240156963]
[130608,1.25,2,0.45654953485296063]
[130608,1.5,2,0.53260438252281639]
[130608,2,2,0.66513822141880874]
[130608,3,2,0.84599444468938767]
[130608,0.1,3,2.7776553062034415E-2]
[130608,0.2,3,5.5024028922887047E-2]
[130608,0.4,3,0.10916626251047143]
[130608,0.6,3,0.16308804726423004]
[130608,0.8,3,0.21656893435033739]
[130608,1,3,0.26925620563467217]
[130608,1.25,3,0.33380362417882814]
[130608,1.5,3,0.39627882368502276]
[130608,2,3,0.51430712931528599]
[130608,3,3,0.71099157885454789]
[130608,0.1,5,1.7415457872227837E-2]
[130608,0.2,5,3.4257748776509014E-2]
[130608,0.4,5,6.7986420351836413E-2]
[130608,0.6,5,0.10158282262686839]
[130608,0.8,5,0.1351351351351352]
[130608,1,5,0.16864335787663678]
[130608,1.25,5,0.21048454653674886]
[130608,1.5,5,0.25192892729597471]
[130608,2,5,0.33420043207971428]
[130608,3,5,0.49389356730302902]
[130608,0.1,10,9.2588510206781383E-3]
[130608,0.2,10,1.7812265773114056E-2]
[130608,0.4,10,3.5095454345046483E-2]
[130608,0.6,10,5.2334553150213882E-2]
[130608,0.8,10,6.9617741722146312E-2]
[130608,1,10,8.6900930294078749E-2]
[130608,1.25,10,0.1085049160089944]
[130608,1.5,10,0.12993254265684931]
[130608,2,10,0.17261143688549899]
[130608,3,10,0.25805740487632828]
[131245,0.1,0.5,0.11976552776327942]
[131245,0.2,0.5,0.22632191753322362]
[131245,0.4,0.5,0.40823864776970326]
[131245,0.6,0.5,0.55325812020717069]
[131245,0.8,0.5,0.66467258200505885]
[131245,1,0.5,0.75159593688521298]
[131245,1.25,0.5,0.83313927811458632]
[131245,1.5,0.5,0.88894688240253739]
[131245,2,0.5,0.94852852611715577]
[131245,3,0.5,0.98514473842694816]
[131245,0.1,0.75,9.4150238888665791E-2]
[131245,0.2,0.75,0.18139478861364278]
[131245,0.4,0.75,0.33729473641948043]
[131245,0.6,0.75,0.47139358413297466]
[131245,0.8,0.75,0.58288834464206851]
[131245,1,0.75,0.67234110892520182]
[131245,1.25,0.75,0.76119163287429237]
[131245,1.5,0.75,0.8300477777331674]
[131245,2,0.75,0.91925964588268361]
[131245,3,0.75,0.97534829565985459]
[131245,0.1,1,7.716706146866345E-2]
[131245,0.2,1,0.15051993415505677]
[131245,0.4,1,0.28630505480387042]
[131245,0.6,1,0.40775685550246921]
[131245,0.8,1,0.51475488818404469]
[131245,1,1,0.60529168506845465]
[131245,1.25,1,0.69976311880194331]
[131245,1.5,1,0.77375838117798201]
[131245,2,1,0.87947163448026666]
[131245,3,1,0.96531095675914402]
[131245,0.1,2,4.3843096318304041E-2]
[131245,0.2,2,8.672260810213997E-2]
[131245,0.4,2,0.1711968522905207]
[131245,0.6,2,0.25346288192074512]
[131245,0.8,2,0.33303890472557923]
[131245,1,2,0.40912193359296584]
[131245,1.25,2,0.49684827558517686]
[131245,1.5,2,0.57658489581242223]
[131245,2,2,0.70835508090095156]
[131245,3,2,0.87963223190267792]
[131245,0.1,3,3.0352912835748997E-2]
[131245,0.2,3,5.9942987915043905E-2]
[131245,0.4,3,0.11900269000682534]
[131245,0.6,3,0.17778134660938696]
[131245,0.8,3,0.23619865901152282]
[131245,1,3,0.29425462721323326]
[131245,1.25,3,0.36543943469707313]
[131245,1.5,3,0.43385393664431682]
[131245,2,3,0.55972216645922834]
[131245,3,3,0.75733729473641942]
[131245,0.1,5,1.8789898422130323E-2]
[131245,0.2,5,3.6977556510217988E-2]
[131245,0.4,5,7.3272573975187674E-2]
[131245,0.6,5,0.10948729272895172]
[131245,0.8,5,0.14574216083831851]
[131245,1,5,0.18195687959208254]
[131245,1.25,5,0.22720520335648609]
[131245,1.5,5,0.27249367647649253]
[131245,2,5,0.36282972658288837]
[131245,3,5,0.53723852732163646]
[131245,0.1,10,9.9168908339021117E-3]
[131245,0.2,10,1.8990645200144495E-2]
[131245,0.4,10,3.7419199421849222E-2]
[131245,0.6,10,5.5807604287951201E-2]
[131245,0.8,10,7.4236158509655925E-2]
[131245,1,10,9.2664712731360649E-2]
[131245,1.25,10,0.11571044284739236]
[131245,1.5,10,0.13875617296342391]
[131245,2,10,0.18488778255109006]
[131245,3,10,0.27727144979323076]
[132195,0.1,0.5,0.10690832676648279]
[132195,0.2,0.5,0.20338474239183466]
[132195,0.4,0.5,0.37145859131674736]
[132195,0.6,0.5,0.50879957972156553]
[132195,0.8,0.5,0.62073623775751441]
[132195,1,0.5,0.70944500731734772]
[132195,1.25,0.5,0.79162445119891922]
[132195,1.5,0.5,0.85016323314195663]
[132195,2,0.5,0.92322413599009345]
[132195,3,0.5,0.97523359225486883]
[132195,0.1,0.75,8.3155090247288871E-2]
[132195,0.2,0.75,0.16071897632181326]
[132195,0.4,0.75,0.30121205298510267]
[132195,0.6,0.75,0.42429359450636045]
[132195,0.8,0.75,0.53026379976734583]
[132195,1,0.75,0.6207737626177342]
[132195,1.25,0.75,0.71421066456527449]
[132195,1.5,0.75,0.7872340425531914]
[132195,2,0.75,0.87984539757589408]
[132195,3,0.75,0.96179969229614615]
[132195,0.1,1,6.7919996998011267E-2]
[132195,0.2,1,0.13242523171601184]
[132195,0.4,1,0.2524672595594582]
[132195,0.6,1,0.36170212765957444]
[132195,0.8,1,0.45885399076888445]
[132195,1,1,0.54658711396300053]
[132195,1.25,1,0.64092461255581812]
[132195,1.5,1,0.71953919471649963]
[132195,2,1,0.83721715636609251]
[132195,3,1,0.94480093061653347]
[132195,0.1,2,3.865060602649259E-2]
[132195,0.2,2,7.6212991106608216E-2]
[132195,0.4,2,0.1502120154602424]
[132195,0.6,2,0.22225974708244217]
[132195,0.8,2,0.29224361139254756]
[132195,1,2,0.35911291230440168]
[132195,1.25,2,0.4382153176479418]
[132195,1.5,2,0.51127622049607868]
[132195,2,2,0.63525835866261404]
[132195,3,2,0.82595969830012395]
[132195,0.1,3,2.6717700476565714E-2]
[132195,0.2,3,5.2684903748733532E-2]
[132195,0.4,3,0.10443168599196972]
[132195,0.6,3,0.15565312019212726]
[132195,0.8,3,0.20668693009118549]
[132195,1,3,0.25738301624826454]
[132195,1.25,3,0.31914893617021284]
[132195,1.5,3,0.37933881196292552]
[132195,2,3,0.49150061916019366]
[132195,3,3,0.68017561634582913]
[132195,0.1,5,1.6585988217193898E-2]
[132195,0.2,5,3.2496528950429648E-2]
[132195,0.4,5,6.4392660137341032E-2]
[132195,0.6,5,9.6288791324252401E-2]
[132195,0.8,5,0.12799729821006423]
[132195,1,5,0.15966828023565621]
[132195,1.25,5,0.19925700776764615]
[132195,1.5,5,0.23888326015985589]
[132195,2,5,0.31779804120229654]
[132195,3,5,0.47074937145859136]
[132195,0.1,10,8.8183421516754637E-3]
[132195,0.2,10,1.681113737851328E-2]
[132195,0.4,10,3.2984352133288354E-2]
[132195,0.6,10,4.9157566888063428E-2]
[132195,0.8,10,6.5368306503058304E-2]
[132195,1,10,8.1579046118053195E-2]
[132195,1.25,10,0.10184247063679695]
[132195,1.5,10,0.12210589515554059]
[132195,2,10,0.16270779391346774]
[132195,3,10,0.24394911628954186]
[132203,0.1,0.5,0.10357073170731707]
[132203,0.2,0.5,0.19687804878048787]
[132203,0.4,0.5,0.36191219512195127]
[132203,0.6,0.5,0.49814634146341463]
[132203,0.8,0.5,0.61299512195121952]
[132203,1,0.5,0.70630243902439027]
[132203,1.25,0.5,0.79769756097560973]
[132203,1.5,0.5,0.86376585365853664]
[132203,2,0.5,0.94185365853658543]
[132203,3,0.5,0.9917268292682927]
[132203,0.1,0.75,8.0663414634146349E-2]
[132203,0.2,0.75,0.15516097560975606]
[132203,0.4,0.75,0.29217560975609752]
[132203,0.6,0.75,0.41389268292682924]
[132203,0.8,0.75,0.52015609756097558]
[132203,1,0.75,0.61190243902439023]
[132203,1.25,0.75,0.70739512195121945]
[132203,1.5,0.75,0.78442926829268289]
[132203,2,0.75,0.89252682926829263]
[132203,3,0.75,0.97779512195121954]
[132203,0.1,1,6.6068292682926882E-2]
[132203,0.2,1,0.12811707317073176]
[132203,0.4,1,0.2443707317073171]
[132203,0.6,1,0.35219512195121944]
[132203,0.8,1,0.45061463414634151]
[132203,1,1,0.53923902439024385]
[132203,1.25,1,0.63414634146341464]
[132203,1.5,1,0.71348292682926839]
[132203,2,1,0.8348878048780487]
[132203,3,1,0.95750243902439025]
[132203,0.1,2,3.7268292682926765E-2]
[132203,0.2,2,7.3482926829268255E-2]
[132203,0.4,2,0.14470243902439017]
[132203,0.6,2,0.21412682926829263]
[132203,0.8,2,0.28187317073170726]
[132203,1,2,0.34731707317073163]
[132203,1.25,2,0.42540487804878047]
[132203,1.5,2,0.49888780487804879]
[132203,2,2,0.62981463414634142]
[132203,3,2,0.81896585365853658]
[132203,0.1,3,2.548292682926824E-2]
[132203,0.2,3,5.03024390243903E-2]
[132203,0.4,3,9.9863414634146386E-2]
[132203,0.6,3,0.14899512195121956]
[132203,0.8,3,0.19769756097560973]
[132203,1,3,0.24616585365853658]
[132203,1.25,3,0.3060292682926829]
[132203,1.5,3,0.36444878048780482]
[132203,2,3,0.47758048780487805]
[132203,3,3,0.67356097560975603]
[132203,0.1,5,1.5570731707317109E-2]
[132203,0.2,5,3.0595121951219471E-2]
[132203,0.4,5,6.0565853658536568E-2]
[132203,0.6,5,9.053658536585367E-2]
[132203,0.8,5,0.12058536585365853]
[132203,1,5,0.15063414634146338]
[132203,1.25,5,0.18821463414634149]
[132203,1.5,5,0.22575609756097562]
[132203,2,5,0.30060487804878044]
[132203,3,5,0.44905365853658535]
[132203,0.1,10,8.2341463414633571E-3]
[132203,0.2,10,1.564878048780487E-2]
[132203,0.4,10,3.0751219512195133E-2]
[132203,0.6,10,4.5814634146341446E-2]
[132203,0.8,10,6.0917073170731702E-2]
[132203,1,10,7.5980487804878011E-2]
[132203,1.25,10,9.4829268292682914E-2]
[132203,1.5,10,0.11371707317073176]
[132203,2,10,0.15149268292682933]
[132203,3,10,0.2271219512195122]
[136975,0.1,0.5,0.11538809072015913]
[136975,0.2,0.5,0.21875847113038757]
[136975,0.4,0.5,0.39509352127947955]
[136975,0.6,0.5,0.53677600072286979]
[136975,0.8,0.5,0.64647149182253549]
[136975,1,0.5,0.72960151802656548]
[136975,1.25,0.5,0.80947863016174215]
[136975,1.5,0.5,0.86644980572874308]
[136975,2,0.5,0.93512243607120271]
[136975,3,0.5,0.98084395048341921]
[136975,0.1,0.75,9.0403903496882682E-2]
[136975,0.2,0.75,0.17448269630432828]
[136975,0.4,0.75,0.32515586879913261]
[136975,0.6,0.75,0.45373633324297463]
[136975,0.8,0.75,0.56383843860124694]
[136975,1,0.75,0.65492003252914066]
[136975,1.25,0.75,0.74301978856058559]
[136975,1.5,0.75,0.81115026655823619]
[136975,2,0.75,0.89857233215866983]
[136975,3,0.75,0.96936839251829765]
[136975,0.1,1,7.3958615704346267E-2]
[136975,0.2,1,0.14425770308123256]
[136975,0.4,1,0.27582000542152346]
[136975,0.6,1,0.39233758019336773]
[136975,0.8,1,0.49493991144845034]
[136975,1,1,0.58529863558326556]
[136975,1.25,1,0.6810788831661696]
[136975,1.5,1,0.75666395590494262]
[136975,2,1,0.86152525526339563]
[136975,3,1,0.95744104093250204]
[136975,0.1,2,4.1836089274419529E-2]
[136975,0.2,2,8.2633053221288541E-2]
[136975,0.4,2,0.16314267642540889]
[136975,0.6,2,0.24170958706063075]
[136975,0.8,2,0.31743019788560584]
[136975,1,2,0.38980753591759282]
[136975,1.25,2,0.47587422065600432]
[136975,1.5,2,0.55376344086021501]
[136975,2,2,0.68812686364868536]
[136975,3,2,0.86509442486672083]
[136975,0.1,3,2.8734074274871204E-2]
[136975,0.2,3,5.6745278756663964E-2]
[136975,0.4,3,0.11249661154784503]
[136975,0.6,3,0.1679768681666215]
[136975,0.8,3,0.22300533116472396]
[136975,1,3,0.2774916418180175]
[136975,1.25,3,0.34458299448811786]
[136975,1.5,3,0.41013824884792632]
[136975,2,3,0.53311647239540982]
[136975,3,3,0.7375982651124966]
[136975,0.1,5,1.7665130568356457E-2]
[136975,0.2,5,3.4697750067769075E-2]
[136975,0.4,5,6.8717809704527011E-2]
[136975,0.6,5,0.10273786934128494]
[136975,0.8,5,0.13666757025390794]
[136975,1,5,0.17059727116653112]
[136975,1.25,5,0.21297551278575941]
[136975,1.5,5,0.25539893376705514]
[136975,2,5,0.33997469955724224]
[136975,3,5,0.50542152344808899]
[136975,0.1,10,9.3521279479534085E-3]
[136975,0.2,10,1.7800668654558684E-2]
[136975,0.4,10,3.492364687810607E-2]
[136975,0.6,10,5.2046625101653608E-2]
[136975,0.8,10,6.9169603325200987E-2]
[136975,1,10,8.629258154874854E-2]
[136975,1.25,10,0.10770759916869975]
[136975,1.5,10,0.12916779615071844]
[136975,2,10,0.17204301075268816]
[136975,3,10,0.25792897804282999]
[137602,0.1,0.5,0.10097913616398245]
[137602,0.2,0.5,0.19431734992679353]
[137602,0.4,0.5,0.35980966325036606]
[137602,0.6,0.5,0.49656844802342609]
[137602,0.8,0.5,0.61063323572474382]
[137602,1,0.5,0.70122620790629575]
[137602,1.25,0.5,0.78879941434846268]
[137602,1.5,0.5,0.85244326500732059]
[137602,2,0.5,0.93054538799414344]
[137602,3,0.5,0.98160688140556362]
[137602,0.1,0.75,7.8010614934114278E-2]
[137602,0.2,0.75,0.15245241581259153]
[137602,0.4,0.75,0.28902818448023432]
[137602,0.6,0.75,0.41036786237188877]
[137602,0.8,0.75,0.51647144948755497]
[137602,1,0.75,0.60816251830161061]
[137602,1.25,0.75,0.70095168374816985]
[137602,1.5,0.75,0.77493594436310398]
[137602,2,0.75,0.88030746705710106]
[137602,3,0.75,0.96531844802342615]
[137602,0.1,1,6.3643850658858053E-2]
[137602,0.2,1,0.12545754026354322]
[137602,0.4,1,0.24194729136163981]
[137602,0.6,1,0.34924048316251832]
[137602,0.8,1,0.44665080527086393]
[137602,1,1,0.53463579795021965]
[137602,1.25,1,0.62902635431918008]
[137602,1.5,1,0.7067624450951685]
[137602,2,1,0.82325219619326506]
[137602,3,1,0.94559846266471448]
[137602,0.1,2,3.6465959004392409E-2]
[137602,0.2,2,7.2291361639824386E-2]
[137602,0.4,2,0.14311859443631039]
[137602,0.6,2,0.21243594436310398]
[137602,0.8,2,0.28006039531478777]
[137602,1,2,0.34530563689604693]
[137602,1.25,2,0.4230874816983895]
[137602,1.5,2,0.49592789165446566]
[137602,2,2,0.62760797950219627]
[137602,3,2,0.81419289897510982]
[137602,0.1,3,2.5393484626647294E-2]
[137602,0.2,3,5.0237920937042574E-2]
[137602,0.4,3,9.9698023426061586E-2]
[137602,0.6,3,0.14897510980966325]
[137602,0.8,3,0.19779465592972181]
[137602,1,3,0.2462024158125915]
[137602,1.25,3,0.3051336017569547]
[137602,1.5,3,0.36365300146412893]
[137602,2,3,0.4752470717423134]
[137602,3,3,0.67299597364568087]
[137602,0.1,5,1.592240117130319E-2]
[137602,0.2,5,3.1341508052708737E-2]
[137602,0.4,5,6.2088213762811255E-2]
[137602,0.6,5,9.2834919472913599E-2]
[137602,0.8,5,0.12358162518301612]
[137602,1,5,0.15432833089311862]
[137602,1.25,5,0.19262445095168376]
[137602,1.5,5,0.2308748169838947]
[137602,2,5,0.30673499267935589]
[137602,3,5,0.45630490483162528]
[137602,0.1,10,8.5560029282577398E-3]
[137602,0.2,10,1.6379941434846289E-2]
[137602,0.4,10,3.2302342606149483E-2]
[137602,0.6,10,4.8178989751098134E-2]
[137602,0.8,10,6.4055636896046944E-2]
[137602,1,10,7.9978038067349974E-2]
[137602,1.25,10,9.9835285505124549E-2]
[137602,1.5,10,0.11973828696925333]
[137602,2,10,0.15954428989751104]
[137602,3,10,0.2392478038067351]
[137708,0.1,0.5,0.12010524686581021]
[137708,0.2,0.5,0.22375277304854768]
[137708,0.4,0.5,0.4024660785224165]
[137708,0.6,0.5,0.54681937780529322]
[137708,0.8,0.5,0.66264252179745142]
[137708,1,0.5,0.74962596089356648]
[137708,1.25,0.5,0.83196615590981782]
[137708,1.5,0.5,0.89036784811432701]
[137708,2,0.5,0.95661146365371708]
[137708,3,0.5,0.9954083475210237]
[137708,0.1,0.75,9.6373110457617428E-2]
[137708,0.2,0.75,0.18253108393953457]
[137708,0.4,0.75,0.33709952019811168]
[137708,0.6,0.75,0.47005107568487847]
[137708,0.8,0.75,0.58334623123355511]
[137708,1,0.75,0.67538564721663308]
[137708,1.25,0.75,0.76665118918640041]
[137708,1.5,0.75,0.83681576639323119]
[137708,2,0.75,0.92761698395501224]
[137708,3,0.75,0.98978486302429958]
[137708,0.1,1,7.9760614971882554E-2]
[137708,0.2,1,0.15338182943816742]
[137708,0.4,1,0.28860341536397871]
[137708,0.6,1,0.40958571944487432]
[137708,0.8,1,0.51751534850126391]
[137708,1,1,0.61161842851983705]
[137708,1.25,1,0.70623742454728378]
[137708,1.5,1,0.78243821905793742]
[137708,2,1,0.89016148171077736]
[137708,3,1,0.98271681370272912]
[137708,0.1,2,4.5503791982665118E-2]
[137708,0.2,2,8.9459835938709084E-2]
[137708,0.4,2,0.17582417582417581]
[137708,0.6,2,0.25945416086261158]
[137708,0.8,2,0.33947273383893095]
[137708,1,2,0.41660217716555742]
[137708,1.25,2,0.50750657792911313]
[137708,1.5,2,0.59020791415157614]
[137708,2,2,0.72831862972708039]
[137708,3,2,0.90022184388381565]
[137708,0.1,3,3.1212918536862221E-2]
[137708,0.2,3,6.1703554661301035E-2]
[137708,0.4,3,0.12232368570396733]
[137708,0.6,3,0.18247949233864721]
[137708,0.8,3,0.24160346695557963]
[137708,1,3,0.29943765155032753]
[137708,1.25,3,0.3703761027704689]
[137708,1.5,3,0.44054067997729968]
[137708,2,3,0.57209926224010732]
[137708,3,3,0.78254140225971214]
[137708,0.1,5,1.9037300727441562E-2]
[137708,0.2,5,3.7610277046896727E-2]
[137708,0.4,5,7.454986328225767E-2]
[137708,0.6,5,0.11154104111850587]
[137708,0.8,5,0.1484806273538668]
[137708,1,5,0.185471805190115]
[137708,1.25,5,0.23169787958520352]
[137708,1.5,5,0.27782077077851725]
[137708,2,5,0.36903472114739716]
[137708,3,5,0.54676778620440591]
[137708,0.1,10,9.9571789712633672E-3]
[137708,0.2,10,1.9140483929216256E-2]
[137708,0.4,10,3.7816643450446295E-2]
[137708,0.6,10,5.6441211370788717E-2]
[137708,0.8,10,7.5014187690244066E-2]
[137708,1,10,9.3587164009699228E-2]
[137708,1.25,10,0.11685497600990562]
[137708,1.5,10,0.14012278801011183]
[137708,2,10,0.18665841201052463]
[137708,3,10,0.27988443481401226]
[138009,0.1,0.5,9.4979537258397737E-2]
[138009,0.2,0.5,0.18359739049394219]
[138009,0.4,0.5,0.34430082256169214]
[138009,0.6,0.5,0.4828396612504558]
[138009,0.8,0.5,0.59495927711819763]
[138009,1,0.5,0.68540054297175734]
[138009,1.25,0.5,0.7758012885449167]
[138009,1.5,0.5,0.84326755541148346]
[138009,2,0.5,0.92487540013776903]
[138009,3,0.5,0.9813201507354431]
[138009,0.1,0.75,7.3220146683414991E-2]
[138009,0.2,0.75,0.14263138700919809]
[138009,0.4,0.75,0.27339033186109651]
[138009,0.6,0.75,0.39280359820089955]
[138009,0.8,0.75,0.49949349649499569]
[138009,1,0.75,0.59017788403095739]
[138009,1.25,0.75,0.68272620446533483]
[138009,1.5,0.75,0.75939057498277895]
[138009,2,0.75,0.86883585234409832]
[138009,3,0.75,0.96296446371408884]
[138009,0.1,1,5.9483771627699668E-2]
[138009,0.2,1,0.11649580615097857]
[138009,0.4,1,0.22598160379269819]
[138009,0.6,1,0.32894363628996309]
[138009,0.8,1,0.42542242392317353]
[138009,1,1,0.5122979051015033]
[138009,1.25,1,0.60622391506949225]
[138009,1.5,1,0.68698083390737075]
[138009,2,1,0.80914947931439685]
[138009,3,1,0.93792293042667851]
[138009,0.1,2,3.3672353012682829E-2]
[138009,0.2,2,6.6574820697759121E-2]
[138009,0.4,2,0.13165039102070583]
[138009,0.6,2,0.19522671096883984]
[138009,0.8,2,0.25750638194416292]
[138009,1,2,0.31869200534867698]
[138009,1.25,2,0.39361400380890632]
[138009,1.5,2,0.46533490011750878]
[138009,2,2,0.59613436524980745]
[138009,3,2,0.7953320636978809]
[138009,0.1,3,2.3582803192997982E-2]
[138009,0.2,3,4.6557802179990983E-2]
[138009,0.4,3,9.2345719032375706E-2]
[138009,0.6,3,0.13789051420235823]
[138009,0.8,3,0.18298958628793704]
[138009,1,3,0.22744033388711049]
[138009,1.25,3,0.28275051663357503]
[138009,1.5,3,0.33716925321123214]
[138009,2,3,0.44499371935653792]
[138009,3,3,0.63819441630536078]
[138009,0.1,5,1.4830422626524562E-2]
[138009,0.2,5,2.9174601888245024E-2]
[138009,0.4,5,5.7822440131285693E-2]
[138009,0.6,5,8.647027837432622E-2]
[138009,0.8,5,0.11499655577616587]
[138009,1,5,0.14360387373880615]
[138009,1.25,5,0.17918067993030501]
[138009,1.5,5,0.21475748612180387]
[138009,2,5,0.28538433485959719]
[138009,3,5,0.42477409943676808]
[138009,0.1,10,7.8609343976659939E-3]
[138009,0.2,10,1.5073544308926615E-2]
[138009,0.4,10,2.9701365533449372E-2]
[138009,0.6,10,4.4288666477572028E-2]
[138009,0.8,10,5.8875967421694535E-2]
[138009,1,10,7.3503788646217441E-2]
[138009,1.25,10,9.177843510677082E-2]
[138009,1.5,10,0.11005308156732435]
[138009,2,10,0.1466428947688318]
[138009,3,10,0.21982252117184642]
[138688,0.1,0.5,0.11058612683801067]
[138688,0.2,0.5,0.21025620137672596]
[138688,0.4,0.5,0.38409840739684731]
[138688,0.6,0.5,0.52832878497820857]
[138688,0.8,0.5,0.64278440796708891]
[138688,1,0.5,0.73267891328255474]
[138688,1.25,0.5,0.81719685552523325]
[138688,1.5,0.5,0.87674636471019507]
[138688,2,0.5,0.94778216773247526]
[138688,3,0.5,0.99425685308134093]
[138688,0.1,0.75,8.5943546087735717E-2]
[138688,0.2,0.75,0.16561443525721964]
[138688,0.4,0.75,0.31037432283817351]
[138688,0.6,0.75,0.43692721274082519]
[138688,0.8,0.75,0.54673944034866195]
[138688,1,0.75,0.6367561402794184]
[138688,1.25,0.75,0.72819844405523204]
[138688,1.5,0.75,0.80171887092175476]
[138688,2,0.75,0.9014704085373304]
[138688,3,0.75,0.98321860616675494]
[138688,0.1,1,7.0139709176815515E-2]
[138688,0.2,1,0.13698016374078448]
[138688,0.4,1,0.26064111441489135]
[138688,0.6,1,0.37322308663598219]
[138688,0.8,1,0.4740743757891735]
[138688,1,1,0.56258400879801229]
[138688,1.25,1,0.65488167488086013]
[138688,1.5,1,0.73039794713046313]
[138688,2,1,0.84676795242556313]
[138688,3,1,0.96484868233473176]
[138688,0.1,2,3.9509592277300269E-2]
[138688,0.2,2,7.8326748401287047E-2]
[138688,0.4,2,0.15437253065048265]
[138688,0.6,2,0.22805588367072613]
[138688,0.8,2,0.29990631746161051]
[138688,1,2,0.36898700663924067]
[138688,1.25,2,0.45045008349965371]
[138688,1.5,2,0.52360392652030463]
[138688,2,2,0.65109364180685103]
[138688,3,2,0.83084192089935238]
[138688,0.1,3,2.7330862286668544E-2]
[138688,0.2,3,5.4010019958453712E-2]
[138688,0.4,3,0.10683882530243158]
[138688,0.6,3,0.15889373141623558]
[138688,0.8,3,0.2105820536841676]
[138688,1,3,0.26161867133721634]
[138688,1.25,3,0.3246710928271761]
[138688,1.5,3,0.38686815201010133]
[138688,2,3,0.503360351920492]
[138688,3,3,0.69712028023298434]
[138688,0.1,5,1.7147977679116917E-2]
[138688,0.2,5,3.3644250743350458E-2]
[138688,0.4,5,6.6514602256527194E-2]
[138688,0.6,5,9.9344222231273691E-2]
[138688,0.8,5,0.13164433220642741]
[138688,1,5,0.16378151602786026]
[138688,1.25,5,0.20369842368946267]
[138688,1.5,5,0.24349313673577444]
[138688,2,5,0.32300109975153762]
[138688,3,5,0.47818826117062441]
[138688,0.1,10,9.1645961467963777E-3]
[138688,0.2,10,1.7596024601849156E-2]
[138688,0.4,10,3.4581076127245189E-2]
[138688,0.6,10,5.1403201498920491E-2]
[138688,0.8,10,6.8266058409026054E-2]
[138688,1,10,8.5088183780701349E-2]
[138688,1.25,10,0.1059427314569671]
[138688,1.5,10,0.12675654759480259]
[138688,2,10,0.1684656429473341]
[138688,3,10,0.25188383365239697]
[141351,0.1,0.5,0.13187086092715231]
[141351,0.2,0.5,0.24532284768211918]
[141351,0.4,0.5,0.43543046357615894]
[141351,0.6,0.5,0.58613410596026483]
[141351,0.8,0.5,0.70140728476821179]
[141351,1,0.5,0.78870033112582782]
[141351,1.25,0.5,0.86374172185430476]
[141351,1.5,0.5,0.91274834437086094]
[141351,2,0.5,0.96096854304635759]
[141351,3,0.5,0.98832781456953644]
[141351,0.1,0.75,0.10720198675496688]
[141351,0.2,0.75,0.20360099337748347]
[141351,0.4,0.75,0.37032284768211926]
[141351,0.6,0.75,0.51125827814569536]
[141351,0.8,0.75,0.62677980132450328]
[141351,1,0.75,0.72086092715231787]
[141351,1.25,0.75,0.81100993377483444]
[141351,1.5,0.75,0.87243377483443707]
[141351,2,0.75,0.94159768211920525]
[141351,3,0.75,0.98145695364238406]
[141351,0.1,1,8.9900662251655647E-2]
[141351,0.2,1,0.17342715231788083]
[141351,0.4,1,0.32214403973509936]
[141351,0.6,1,0.45318708609271524]
[141351,0.8,1,0.56456953642384111]
[141351,1,1,0.66051324503311259]
[141351,1.25,1,0.75711920529801335]
[141351,1.5,1,0.8306705298013245]
[141351,2,1,0.9205711920529801]
[141351,3,1,0.97533112582781456]
[141351,0.1,2,5.4180463576158987E-2]
[141351,0.2,2,0.10637417218543048]
[141351,0.4,2,0.2069122516556291]
[141351,0.6,2,0.30281456953642377]
[141351,0.8,2,0.39192880794701984]
[141351,1,2,0.47545529801324504]
[141351,1.25,2,0.57193708609271521]
[141351,1.5,2,0.65860927152317883]
[141351,2,2,0.7969370860927153]
[141351,3,2,0.93663079470198685]
[141351,0.1,3,3.8203642384106035E-2]
[141351,0.2,3,7.5372516556291458E-2]
[141351,0.4,3,0.148385761589404]
[141351,0.6,3,0.22011589403973517]
[141351,0.8,3,0.28985927152317881]
[141351,1,3,0.35786423841059606]
[141351,1.25,3,0.4387417218543046]
[141351,1.5,3,0.51490066225165565]
[141351,2,3,0.6543874172185431]
[141351,3,3,0.855794701986755]
[141351,0.1,5,2.3965231788079498E-2]
[141351,0.2,5,4.7185430463576185E-2]
[141351,0.4,5,9.3543046357615955E-2]
[141351,0.6,5,0.13911423841059606]
[141351,0.8,5,0.18443708609271522]
[141351,1,5,0.22934602649006625]
[141351,1.25,5,0.28468543046357614]
[141351,1.5,5,0.33990066225165561]
[141351,2,5,0.44900662251655632]
[141351,3,5,0.64809602649006615]
[141351,0.1,10,1.274834437086092E-2]
[141351,0.2,10,2.4668874172185433E-2]
[141351,0.4,10,4.8675496688741653E-2]
[141351,0.6,10,7.2640728476821154E-2]
[141351,0.8,10,9.6647350993377512E-2]
[141351,1,10,0.12065397350993375]
[141351,1.25,10,0.15070364238410602]
[141351,1.5,10,0.18075331125827818]
[141351,2,10,0.2401903973509934]
[141351,3,10,0.35757450331125823]
[141730,0.1,0.5,0.1607318363952521]
[141730,0.2,0.5,0.29258335223406673]
[141730,0.4,0.5,0.49028502305889471]
[141730,0.6,0.5,0.63536705224162693]
[141730,0.8,0.5,0.74279882059423896]
[141730,1,0.5,0.81855295985484233]
[141730,1.25,0.5,0.88183261510546607]
[141730,1.5,0.5,0.92288500793830808]
[141730,2,0.5,0.9661298858395706]
[141730,3,0.5,0.99062523625916676]
[141730,0.1,0.75,0.13472442730777953]
[141730,0.2,0.75,0.25168216526801246]
[141730,0.4,0.75,0.43592651394874121]
[141730,0.6,0.75,0.57866485219626518]
[141730,0.8,0.75,0.68723066454978454]
[141730,1,0.75,0.77077190594995082]
[141730,1.25,0.75,0.84380433960837686]
[141730,1.5,0.75,0.89415589324865807]
[141730,2,0.75,0.94904362289256827]
[141730,3,0.75,0.98744991305662655]
[141730,0.1,1,0.11673092916005144]
[141730,0.2,1,0.22197021244424284]
[141730,0.4,1,0.39442050351553642]
[141730,0.6,1,0.53322748922658192]
[141730,0.8,1,0.64398578664852202]
[141730,1,1,0.73077795418462232]
[141730,1.25,1,0.8106146518484918]
[141730,1.5,1,0.86905571936191128]
[141730,2,1,0.93407424208059275]
[141730,3,1,0.98329175171996674]
[141730,0.1,2,7.5376124593634228E-2]
[141730,0.2,2,0.1471989113177592]
[141730,0.4,2,0.2821501474257202]
[141730,0.6,2,0.40152717925455506]
[141730,0.8,2,0.50805171240644142]
[141730,1,2,0.59900204127920165]
[141730,1.25,2,0.69176684055341353]
[141730,1.5,2,0.76956225901564979]
[141730,2,2,0.87722083616844326]
[141730,3,2,0.96257654797006131]
[141730,0.1,3,5.4736523777122563E-2]
[141730,0.2,3,0.10780978301958116]
[141730,0.4,3,0.21176381643607772]
[141730,0.6,3,0.31072805624858241]
[141730,0.8,3,0.40319044378921903]
[141730,1,3,0.48756331745671738]
[141730,1.25,3,0.58289861646631891]
[141730,1.5,3,0.66470099039842756]
[141730,2,3,0.79685491797081731]
[141730,3,3,0.9383836092840403]
[141730,0.1,5,3.5004158161336729E-2]
[141730,0.2,5,6.8874272321766059E-2]
[141730,0.4,5,0.13661450064262495]
[141730,0.6,5,0.20390111136312095]
[141730,0.8,5,0.27012928101610345]
[141730,1,5,0.33522340666817879]
[141730,1.25,5,0.41317003099720273]
[141730,1.5,5,0.48824374385726166]
[141730,2,5,0.62531186210024958]
[141730,3,5,0.83102744386482197]
[141730,0.1,10,1.8522718681484918E-2]
[141730,0.2,10,3.6062599228850099E-2]
[141730,0.4,10,7.1217963256974381E-2]
[141730,0.6,10,0.10629772435170488]
[141730,0.8,10,0.14145308837982917]
[141730,1,10,0.17660845240795345]
[141730,1.25,10,0.22053375670976033]
[141730,1.5,10,0.26438345807817343]
[141730,2,10,0.35223406668178731]
[141730,3,10,0.5253647841536252]
[141767,0.1,0.5,0.13546848035732414]
[141767,0.2,0.5,0.25236016648056037]
[141767,0.4,0.5,0.44624911176530307]
[141767,0.6,0.5,0.59658917876357731]
[141767,0.8,0.5,0.71023246370926818]
[141767,1,0.5,0.79276215612628165]
[141767,1.25,0.5,0.86503908232666737]
[141767,1.5,0.5,0.9140188813318445]
[141767,2,0.5,0.9638107806314079]
[141767,3,0.5,0.99411227286569892]
[141767,0.1,0.75,0.11206984062531732]
[141767,0.2,0.75,0.21150137041924683]
[141767,0.4,0.75,0.38630595878591018]
[141767,0.6,0.75,0.52816972896152681]
[141767,0.8,0.75,0.64237133285960824]
[141767,1,0.75,0.73149934016851093]
[141767,1.25,0.75,0.8163638209318852]
[141767,1.5,0.75,0.87605319256928227]
[141767,2,0.75,0.94249314790376615]
[141767,3,0.75,0.98756471424220882]
[141767,0.1,1,9.5168003248401176E-2]
[141767,0.2,1,0.18165668460054818]
[141767,0.4,1,0.33844279768551416]
[141767,0.6,1,0.47436808445843065]
[141767,0.8,1,0.58709775657293684]
[141767,1,1,0.67825601461780527]
[141767,1.25,1,0.76794234087909863]
[141767,1.5,1,0.83636179068114913]
[141767,2,1,0.92061719622373361]
[141767,3,1,0.98152471830271038]
[141767,0.1,2,5.7456095827834806E-2]
[141767,0.2,2,0.11232362196731301]
[141767,0.4,2,0.21809968531113602]
[141767,0.6,2,0.31915541569383826]
[141767,0.8,2,0.41478022535783177]
[141767,1,2,0.50309613237234807]
[141767,1.25,2,0.60130951172469804]
[141767,1.5,2,0.68546340473048428]
[141767,2,2,0.81138970662876864]
[141767,3,2,0.93777281494264542]
[141767,0.1,3,4.0401989645721392E-2]
[141767,0.2,3,7.9535072581463806E-2]
[141767,0.4,3,0.15622779413257551]
[141767,0.6,3,0.23155009643690999]
[141767,0.8,3,0.30519744188407272]
[141767,1,3,0.37666226779007211]
[141767,1.25,3,0.46289716780022333]
[141767,1.5,3,0.54329509694447276]
[141767,2,3,0.68465130443609779]
[141767,3,3,0.86808445843061621]
[141767,0.1,5,2.5225865394376379E-2]
[141767,0.2,5,4.9639630494366128E-2]
[141767,0.4,5,9.8213379352350125E-2]
[141767,0.6,5,0.14648259059993923]
[141767,0.8,5,0.19465028931072989]
[141767,1,5,0.24261496294792412]
[141767,1.25,5,0.30194904070652734]
[141767,1.5,5,0.36016648056034928]
[141767,2,5,0.4735052278956452]
[141767,3,5,0.68119987818495598]
[141767,0.1,10,1.3247386052177583E-2]
[141767,0.2,10,2.5581159273170301E-2]
[141767,0.4,10,5.0451730788752577E-2]
[141767,0.6,10,7.5271546035935458E-2]
[141767,0.8,10,0.10009136128311852]
[141767,1,10,0.12491117653030159]
[141767,1.25,10,0.15597401279057965]
[141767,1.5,10,0.18703684905085788]
[141767,2,10,0.24916252157141416]
[141767,3,10,0.37361689168612333]
[142164,0.1,0.5,0.14001322751322745]
[142164,0.2,0.5,0.25720899470899466]
[142164,0.4,0.5,0.44834656084656088]
[142164,0.6,0.5,0.59470899470899463]
[142164,0.8,0.5,0.70443121693121691]
[142164,1,0.5,0.78703703703703698]
[142164,1.25,0.5,0.86071428571428577]
[142164,1.5,0.5,0.91038359788359791]
[142164,2,0.5,0.96038359788359784]
[142164,3,0.5,0.99193121693121689]
[142164,0.1,0.75,0.12063492063492064]
[142164,0.2,0.75,0.22374338624338619]
[142164,0.4,0.75,0.39907407407407403]
[142164,0.6,0.75,0.53756613756613758]
[142164,0.8,0.75,0.64649470899470896]
[142164,1,0.75,0.7325396825396826]
[142164,1.25,0.75,0.81388888888888888]
[142164,1.5,0.75,0.87314814814814823]
[142164,2,0.75,0.94265873015873025]
[142164,3,0.75,0.98525132275132266]
[142164,0.1,1,0.10568783068783062]
[142164,0.2,1,0.19808201058201055]
[142164,0.4,1,0.36157407407407399]
[142164,0.6,1,0.4950396825396825]
[142164,0.8,1,0.60324074074074063]
[142164,1,1,0.69153439153439156]
[142164,1.25,1,0.7771825396825397]
[142164,1.5,1,0.84186507936507937]
[142164,2,1,0.92453703703703705]
[142164,3,1,0.97989417989417993]
[142164,0.1,2,6.9841269841269787E-2]
[142164,0.2,2,0.13452380952380946]
[142164,0.4,2,0.25648148148148137]
[142164,0.6,2,0.36851851851851847]
[142164,0.8,2,0.46957671957671959]
[142164,1,2,0.55879629629629624]
[142164,1.25,2,0.65648148148148144]
[142164,1.5,2,0.73544973544973546]
[142164,2,2,0.84828042328042319]
[142164,3,2,0.95879629629629637]
[142164,0.1,3,5.0462962962962959E-2]
[142164,0.2,3,9.914021164021157E-2]
[142164,0.4,3,0.19305555555555548]
[142164,0.6,3,0.28353174603174597]
[142164,0.8,3,0.36990740740740741]
[142164,1,3,0.45105820105820099]
[142164,1.25,3,0.54279100529100521]
[142164,1.5,3,0.6248015873015873]
[142164,2,3,0.76289682539682546]
[142164,3,3,0.92440476190476184]
[142164,0.1,5,3.1547619047618949E-2]
[142164,0.2,5,6.2235449735449672E-2]
[142164,0.4,5,0.12321428571428569]
[142164,0.6,5,0.18346560846560842]
[142164,0.8,5,0.24312169312169302]
[142164,1,5,0.30198412698412691]
[142164,1.25,5,0.37328042328042321]
[142164,1.5,5,0.44332010582010578]
[142164,2,5,0.57394179894179886]
[142164,3,5,0.7859126984126984]
[142164,0.1,10,1.6534391534391537E-2]
[142164,0.2,10,3.201058201058201E-2]
[142164,0.4,10,6.3161375661375668E-2]
[142164,0.6,10,9.4312169312169208E-2]
[142164,0.8,10,0.12539682539682534]
[142164,1,10,0.15648148148148147]
[142164,1.25,10,0.19543650793650796]
[142164,1.5,10,0.2343253968253968]
[142164,2,10,0.31223544973544975]
[142164,3,10,0.46653439153439147]
[143153,0.1,0.5,0.13116292499819535]
[143153,0.2,0.5,0.24052551793835264]
[143153,0.4,0.5,0.41702158377246801]
[143153,0.6,0.5,0.55273226016025412]
[143153,0.8,0.5,0.65422652133111958]
[143153,1,0.5,0.73449794268389523]
[143153,1.25,0.5,0.81202627589691756]
[143153,1.5,0.5,0.86724897134194756]
[143153,2,0.5,0.93380495199595759]
[143153,3,0.5,0.98216992709160467]
[143153,0.1,0.75,0.11116725618999489]
[143153,0.2,0.75,0.20674222190139313]
[143153,0.4,0.75,0.36800692990687933]
[143153,0.6,0.75,0.49722081859525014]
[143153,0.8,0.75,0.60015881036598573]
[143153,1,0.75,0.68107991048870276]
[143153,1.25,0.75,0.76207319714141342]
[143153,1.5,0.75,0.82458673211578726]
[143153,2,0.75,0.90536345917851724]
[143153,3,0.75,0.97062008229264418]
[143153,0.1,1,9.6152457951346207E-2]
[143153,0.2,1,0.18140474987367358]
[143153,0.4,1,0.33039774778026421]
[143153,0.6,1,0.45412546018912869]
[143153,0.8,1,0.55533097524002017]
[143153,1,1,0.63906735003248394]
[143153,1.25,1,0.72352559012488271]
[143153,1.5,1,0.79051468995885377]
[143153,2,1,0.88197502346062229]
[143153,3,1,0.96058615462354724]
[143153,0.1,2,6.0131379484588188E-2]
[143153,0.2,2,0.11730311123944272]
[143153,0.4,2,0.22594383887966499]
[143153,0.6,2,0.32649967516061501]
[143153,0.8,2,0.41709377030246159]
[143153,1,2,0.49722081859525014]
[143153,1.25,2,0.58593806395726566]
[143153,1.5,2,0.66339421064029447]
[143153,2,2,0.78206886594961378]
[143153,3,2,0.91684111744748431]
[143153,0.1,3,4.237349310618637E-2]
[143153,0.2,3,8.3375442142496162E-2]
[143153,0.4,3,0.16386342308525226]
[143153,0.6,3,0.24189706200822919]
[143153,0.8,3,0.31754854544142058]
[143153,1,3,0.38886883707500186]
[143153,1.25,3,0.47043961596766043]
[143153,1.5,3,0.54464736880098175]
[143153,2,3,0.67559373420919655]
[143153,3,3,0.84999639067350041]
[143153,0.1,5,2.6203710387641632E-2]
[143153,0.2,5,5.1613368945354787E-2]
[143153,0.4,5,0.10228831300079404]
[143153,0.6,5,0.15267451093625931]
[143153,0.8,5,0.20241103010178302]
[143153,1,5,0.2517866166173392]
[143153,1.25,5,0.31300079405182996]
[143153,1.5,5,0.37320436006641161]
[143153,2,5,0.48899155417599077]
[143153,3,5,0.68786544430809216]
[143153,0.1,10,1.3859813758752629E-2]
[143153,0.2,10,2.6492456507615614E-2]
[143153,0.4,10,5.219086118530275E-2]
[143153,0.6,10,7.7817079332996419E-2]
[143153,0.8,10,0.10344329748069009]
[143153,1,10,0.12906951562838376]
[143153,1.25,10,0.16112033494549913]
[143153,1.5,10,0.19317115426261461]
[143153,2,10,0.25720060636685199]
[143153,3,10,0.38489857792535909]
[143810,0.1,0.5,0.11574944453939497]
[143810,0.2,0.5,0.21739873525893014]
[143810,0.4,0.5,0.39147154332592715]
[143810,0.6,0.5,0.53277217569646207]
[143810,0.8,0.5,0.64702614937617509]
[143810,1,0.5,0.73790804990599901]
[143810,1.25,0.5,0.82208169543667753]
[143810,1.5,0.5,0.87980687062040686]
[143810,2,0.5,0.94312937959323195]
[143810,3,0.5,0.98329345411040836]
[143810,0.1,0.75,9.2249188172961835E-2]
[143810,0.2,0.75,0.17556827892667912]
[143810,0.4,0.75,0.32524354811143397]
[143810,0.6,0.75,0.45351222013331061]
[143810,0.8,0.75,0.56370705862245774]
[143810,1,0.75,0.65548624166809089]
[143810,1.25,0.75,0.74991454452230399]
[143810,1.5,0.75,0.82131259613741248]
[143810,2,0.75,0.90787899504358238]
[143810,3,0.75,0.97286788583148176]
[143810,0.1,1,7.6354469321483473E-2]
[143810,0.2,1,0.14702614937617497]
[143810,0.4,1,0.27670483678003754]
[143810,0.6,1,0.3946333960006837]
[143810,0.8,1,0.49846180140146984]
[143810,1,1,0.59002734575286275]
[143810,1.25,1,0.68629294137754238]
[143810,1.5,1,0.76452743120834044]
[143810,2,1,0.86891129721415139]
[143810,3,1,0.96103230217056912]
[143810,0.1,2,4.48641257904632E-2]
[143810,0.2,2,8.8232780721244283E-2]
[143810,0.4,2,0.17176551016920183]
[143810,0.6,2,0.25059818834387276]
[143810,0.8,2,0.32725175183729283]
[143810,1,2,0.40198256708254998]
[143810,1.25,2,0.48995898137070587]
[143810,1.5,2,0.5704580413604512]
[143810,2,2,0.70620406768073829]
[143810,3,2,0.87835412749957265]
[143810,0.1,3,3.153307126986838E-2]
[143810,0.2,3,6.2211587762775571E-2]
[143810,0.4,3,0.12314134336010944]
[143810,0.6,3,0.18189198427619216]
[143810,0.8,3,0.23910442659374467]
[143810,1,3,0.29537685865663993]
[143810,1.25,3,0.36493761750128184]
[143810,1.5,3,0.4337292770466587]
[143810,2,3,0.56118612203042217]
[143810,3,3,0.76226286104939323]
[143810,0.1,5,1.9782943086651895E-2]
[143810,0.2,5,3.8924970090582864E-2]
[143810,0.4,5,7.7123568620748581E-2]
[143810,0.6,5,0.11532216715091444]
[143810,0.8,5,0.15334985472568785]
[143810,1,5,0.1907793539565886]
[143810,1.25,5,0.23671167321825326]
[143810,1.5,5,0.28221671509143736]
[143810,2,5,0.37254315501623653]
[143810,3,5,0.5472141514271065]
[143810,0.1,10,1.0596479234318968E-2]
[143810,0.2,10,2.0295675952828638E-2]
[143810,0.4,10,3.9950435822936198E-2]
[143810,0.6,10,5.9519740215347831E-2]
[143810,0.8,10,7.9131772346607426E-2]
[143810,1,10,9.8786532216715142E-2]
[143810,1.25,10,0.12331225431550159]
[143810,1.5,10,0.1478379764142882]
[143810,2,10,0.19693214835070921]
[143810,3,10,0.29465048709622288]
[144178,0.1,0.5,0.14451239137431601]
[144178,0.2,0.5,0.2667632228301684]
[144178,0.4,0.5,0.46389872331294923]
[144178,0.6,0.5,0.61361441905374958]
[144178,0.8,0.5,0.72840896899474306]
[144178,1,0.5,0.80753138075313802]
[144178,1.25,0.5,0.8749597682652076]
[144178,1.5,0.5,0.92178950756356626]
[144178,2,0.5,0.97130136251475163]
[144178,3,0.5,0.99737152666022966]
[144178,0.1,0.75,0.11871043879412085]
[144178,0.2,0.75,0.224224868576333]
[144178,0.4,0.75,0.40306834030683403]
[144178,0.6,0.75,0.54607874691556701]
[144178,0.8,0.75,0.66039051603905163]
[144178,1,0.75,0.74906125952151048]
[144178,1.25,0.75,0.82904194828881028]
[144178,1.5,0.75,0.88493723849372385]
[144178,2,0.75,0.95215105675356726]
[144178,3,0.75,0.99334835318098924]
[144178,0.1,1,0.10068662160712365]
[144178,0.2,1,0.19289775775131424]
[144178,0.4,1,0.35575582019096663]
[144178,0.6,1,0.49265100311125415]
[144178,0.8,1,0.60588992597360791]
[144178,1,1,0.69820834674391152]
[144178,1.25,1,0.78591352859135288]
[144178,1.5,1,0.85039158888531274]
[144178,2,1,0.93198154704430847]
[144178,3,1,0.98986160283231417]
[144178,0.1,2,6.2439652397811282E-2]
[144178,0.2,2,0.12251904302113502]
[144178,0.4,2,0.23602617744877152]
[144178,0.6,2,0.34250616886600149]
[144178,0.8,2,0.44142259414225937]
[144178,1,2,0.53046883381611409]
[144178,1.25,2,0.62890247827486323]
[144178,1.5,2,0.71483746379143875]
[144178,2,2,0.84036047634374]
[144178,3,2,0.96330865786932729]
[144178,0.1,3,4.4576762149983885E-2]
[144178,0.2,3,8.7973393412723991E-2]
[144178,0.4,3,0.17256732110288589]
[144178,0.6,3,0.25458641776633401]
[144178,0.8,3,0.33344061795944641]
[144178,1,3,0.40870078317777064]
[144178,1.25,3,0.49721059972106002]
[144178,1.5,3,0.57987340414118649]
[144178,2,3,0.72315202231520226]
[144178,3,3,0.90655509065550899]
[144178,0.1,5,2.8376783606909126E-2]
[144178,0.2,5,5.5895290204913531E-2]
[144178,0.4,5,0.11082501877480952]
[144178,0.6,5,0.16505739727497049]
[144178,0.8,5,0.218753352644566]
[144178,1,5,0.27202016950970925]
[144178,1.25,5,0.33719557987340415]
[144178,1.5,5,0.40113721703679861]
[144178,2,5,0.52387082931015982]
[144178,3,5,0.73146658083896576]
[144178,0.1,10,1.5288059221113622E-2]
[144178,0.2,10,2.9610556807209507E-2]
[144178,0.4,10,5.8470121231627502E-2]
[144178,0.6,10,8.7222401029932478E-2]
[144178,0.8,10,0.11592103851518067]
[144178,1,10,0.14467331831348565]
[144178,1.25,10,0.18061366806136675]
[144178,1.5,10,0.21655401780924788]
[144178,2,10,0.28805922111361437]
[144178,3,10,0.4290848621392554]
[148167,0.1,0.5,0.11930464562239435]
[148167,0.2,0.5,0.22457564026206078]
[148167,0.4,0.5,0.40250893388921988]
[148167,0.6,0.5,0.54664234663490174]
[148167,0.8,0.5,0.66170339487790364]
[148167,1,0.5,0.75037224538415725]
[148167,1.25,0.5,0.83144729005360341]
[148167,1.5,0.5,0.887656343061346]
[148167,2,0.5,0.94989577129243596]
[148167,3,0.5,0.98767867778439544]
[148167,0.1,0.75,9.5964860035735539E-2]
[148167,0.2,0.75,0.18288415723645027]
[148167,0.4,0.75,0.33814770696843355]
[148167,0.6,0.75,0.4694758784991066]
[148167,0.8,0.75,0.58129839189994048]
[148167,1,0.75,0.6756253722453841]
[148167,1.25,0.75,0.76738385944014298]
[148167,1.5,0.75,0.83557921381774869]
[148167,2,0.75,0.92104675402025016]
[148167,3,0.75,0.97997319833234064]
[148167,0.1,1,7.9958308516974372E-2]
[148167,0.2,1,0.15425848719475885]
[148167,0.4,1,0.29016527695056588]
[148167,0.6,1,0.40980494341870161]
[148167,0.8,1,0.51559708159618822]
[148167,1,1,0.60769058963668854]
[148167,1.25,1,0.70581447290053612]
[148167,1.5,1,0.78316706372840983]
[148167,2,1,0.88668850506253716]
[148167,3,1,0.97044371649791539]
[148167,0.1,2,4.6418999404407378E-2]
[148167,0.2,2,9.1497915425848786E-2]
[148167,0.4,2,0.17919892793329362]
[148167,0.6,2,0.26321471113758194]
[148167,0.8,2,0.3437313877307922]
[148167,1,2,0.41911107802263253]
[148167,1.25,2,0.50621649791542589]
[148167,1.5,2,0.58669594997022034]
[148167,2,2,0.72610184633710539]
[148167,3,2,0.90582191780821919]
[148167,0.1,3,3.2013103037522313E-2]
[148167,0.2,3,6.3170041691482992E-2]
[148167,0.4,3,0.12529779630732577]
[148167,0.6,3,0.18627159023228115]
[148167,0.8,3,0.24612864800476481]
[148167,1,3,0.30501786777843948]
[148167,1.25,3,0.37686122692078627]
[148167,1.5,3,0.4462477665276951]
[148167,2,3,0.57478409767718885]
[148167,3,3,0.78681506849315064]
[148167,0.1,5,1.9766229898749342E-2]
[148167,0.2,5,3.8862418106015505E-2]
[148167,0.4,5,7.6943120905300783E-2]
[148167,0.6,5,0.11502382370458605]
[148167,0.8,5,0.15310452650387132]
[148167,1,5,0.19088743299583086]
[148167,1.25,5,0.23797647409172129]
[148167,1.5,5,0.28458159618820722]
[148167,2,5,0.37708457415128049]
[148167,3,5,0.55587403216200126]
[148167,0.1,10,1.0422870756402663E-2]
[148167,0.2,10,1.9952352590827924E-2]
[148167,0.4,10,3.9271888028588435E-2]
[148167,0.6,10,5.8516974389517536E-2]
[148167,0.8,10,7.7799285288862416E-2]
[148167,1,10,9.7081596188207289E-2]
[148167,1.25,10,0.1212030970815962]
[148167,1.5,10,0.14532459797498509]
[148167,2,10,0.1936048243001787]
[148167,3,10,0.29027695056581304]
[148830,0.1,0.5,0.12626091379164206]
[148830,0.2,0.5,0.23582266677968974]
[148830,0.4,0.5,0.41709756717809615]
[148830,0.6,0.5,0.55874374841061292]
[148830,0.8,0.5,0.67000084767313728]
[148830,1,0.5,0.75595490378909902]
[148830,1.25,0.5,0.8341951343561923]
[148830,1.5,0.5,0.88751377468848014]
[148830,2,0.5,0.94519793167754518]
[148830,3,0.5,0.97825718402983808]
[148830,0.1,0.75,0.10451809782148008]
[148830,0.2,0.75,0.19793167754513866]
[148830,0.4,0.75,0.35911672459099775]
[148830,0.6,0.75,0.4908451301178266]
[148830,0.8,0.75,0.60032211579215056]
[148830,1,0.75,0.69013308468254642]
[148830,1.25,0.75,0.77896922946511826]
[148830,1.5,0.75,0.8419937272187844]
[148830,2,0.75,0.91841146054081546]
[148830,3,0.75,0.97143341527506999]
[148830,0.1,1,8.9090446723743333E-2]
[148830,0.2,1,0.17004323132999916]
[148830,0.4,1,0.31516487242519281]
[148830,0.6,1,0.43892515046198188]
[148830,0.8,1,0.5441213867932525]
[148830,1,1,0.63486479613461055]
[148830,1.25,1,0.72857506145630246]
[148830,1.5,1,0.80126303297448509]
[148830,2,1,0.89132830380605244]
[148830,3,1,0.96304145121641094]
[148830,0.1,2,5.4929219293040725E-2]
[148830,0.2,2,0.10706111723319486]
[148830,0.4,2,0.20704416377045018]
[148830,0.6,2,0.30143256760193277]
[148830,0.8,2,0.38980249215902352]
[148830,1,2,0.47088242773586508]
[148830,1.25,2,0.5609053149105705]
[148830,1.5,2,0.6399932186149021]
[148830,2,2,0.76960244129863531]
[148830,3,2,0.91841146054081546]
[148830,0.1,3,3.8738662371789502E-2]
[148830,0.2,3,7.6248198694583338E-2]
[148830,0.4,3,0.14982622700686615]
[148830,0.6,3,0.22153937441722471]
[148830,0.8,3,0.29172671018055446]
[148830,1,3,0.35915910824785968]
[148830,1.25,3,0.43858608120708653]
[148830,1.5,3,0.51275748071543614]
[148830,2,3,0.64092565906586429]
[148830,3,3,0.83394083241502082]
[148830,0.1,5,2.4031533440705272E-2]
[148830,0.2,5,4.7342544714758024E-2]
[148830,0.4,5,9.3752648978553857E-2]
[148830,0.6,5,0.13995083495804014]
[148830,0.8,5,0.18593710265321692]
[148830,1,5,0.23132999915232694]
[148830,1.25,5,0.28795456471984404]
[148830,1.5,5,0.34377384080698481]
[148830,2,5,0.45087734169704169]
[148830,3,5,0.63639060778163936]
[148830,0.1,10,1.2630329744850462E-2]
[148830,0.2,10,2.4285835381876765E-2]
[148830,0.4,10,4.7893532253962978E-2]
[148830,0.6,10,7.1416461812325263E-2]
[148830,0.8,10,9.4939391370687548E-2]
[148830,1,10,0.11846232092904982]
[148830,1.25,10,0.14791896244808009]
[148830,1.5,10,0.1773332203102484]
[148830,2,10,0.23624650334830896]
[148830,3,10,0.35415783673815382]
[151080,0.1,0.5,9.7885887370958713E-2]
[151080,0.2,0.5,0.18946652655004015]
[151080,0.4,0.5,0.35321753106261983]
[151080,0.6,0.5,0.49048031155344007]
[151080,0.8,0.5,0.60103851146689735]
[151080,1,0.5,0.68612845397786981]
[151080,1.25,0.5,0.76760215120232433]
[151080,1.5,0.5,0.82907832107312851]
[151080,2,0.5,0.90974840823391234]
[151080,3,0.5,0.97901341410644749]
[151080,0.1,0.75,7.4148482413302866E-2]
[151080,0.2,0.75,0.14495889225443526]
[151080,0.4,0.75,0.27656549422018917]
[151080,0.6,0.75,0.3956543240403041]
[151080,0.8,0.75,0.4997836434443963]
[151080,1,0.75,0.58771712925758801]
[151080,1.25,0.75,0.6755578908326636]
[151080,1.5,0.75,0.74244297459355879]
[151080,2,0.75,0.84079248315509669]
[151080,3,0.75,0.9444272732892377]
[151080,0.1,1,5.9683501267231286E-2]
[151080,0.2,1,0.11735797737528592]
[151080,0.4,1,0.22726710762193231]
[151080,0.6,1,0.33028373616863449]
[151080,0.8,1,0.42430611361809972]
[151080,1,1,0.50791246831921866]
[151080,1.25,1,0.59776225505347103]
[151080,1.5,1,0.67144711627619447]
[151080,2,1,0.77888360017308522]
[151080,3,1,0.90372133275638244]
[151080,0.1,2,3.2948012610496354E-2]
[151080,0.2,2,6.5401495951041597E-2]
[151080,0.4,2,0.12965939296532114]
[151080,0.6,2,0.19271187488409469]
[151080,0.8,2,0.25471348210422207]
[151080,1,2,0.31501514495889227]
[151080,1.25,2,0.38721641837176235]
[151080,1.5,2,0.45465784756135258]
[151080,2,2,0.57263398652407749]
[151080,3,2,0.74788279656302159]
[151080,0.1,3,2.2593806020893805E-2]
[151080,0.2,3,4.4816715089324326E-2]
[151080,0.4,3,8.9015268591209715E-2]
[151080,0.6,3,0.13312109785497925]
[151080,0.8,3,0.17694875440440125]
[151080,1,3,0.22043642208073183]
[151080,1.25,3,0.27430920442603696]
[151080,1.5,3,0.3266365828027446]
[151080,2,3,0.42674785188848363]
[151080,3,3,0.60072943067317797]
[151080,0.1,5,1.3877727638004515E-2]
[151080,0.2,5,2.7384558323545753E-2]
[151080,0.4,5,5.4367311615256243E-2]
[151080,0.6,5,8.1288248748222755E-2]
[151080,0.8,5,0.10820918588118927]
[151080,1,5,0.13509921493478391]
[151080,1.25,5,0.16875811337083516]
[151080,1.5,5,0.20238610372751431]
[151080,2,5,0.26945663596464114]
[151080,3,5,0.40041416826358406]
[151080,0.1,10,7.2324905730358465E-3]
[151080,0.2,10,1.4001359955492348E-2]
[151080,0.4,10,2.7662731037893292E-2]
[151080,0.6,10,4.1324102120294241E-2]
[151080,0.8,10,5.4954565123323196E-2]
[151080,1,10,6.8615936205724148E-2]
[151080,1.25,10,8.5708104098411314E-2]
[151080,1.5,10,0.10280027199109849]
[151080,2,10,0.13698460777647273]
[151080,3,10,0.20544600358533716]
[151631,0.1,0.5,0.10939131502978926]
[151631,0.2,0.5,0.20892451323628763]
[151631,0.4,0.5,0.37921503593145384]
[151631,0.6,0.5,0.51937841655917938]
[151631,0.8,0.5,0.62972176156255744]
[151631,1,0.5,0.71512806338676982]
[151631,1.25,0.5,0.79254959769055955]
[151631,1.5,0.5,0.84899576193108528]
[151631,2,0.5,0.91923100546649472]
[151631,3,0.5,0.97659848903629998]
[151631,0.1,0.75,8.6481174375038355E-2]
[151631,0.2,0.75,0.16712732633130634]
[151631,0.4,0.75,0.31039248203427305]
[151631,0.6,0.75,0.4342177998894417]
[151631,0.8,0.75,0.53967815244763828]
[151631,1,0.75,0.62490019040599476]
[151631,1.25,0.75,0.71101283704932128]
[151631,1.5,0.75,0.77759351391192177]
[151631,2,0.75,0.86871199557766721]
[151631,3,0.75,0.95516245930839627]
[151631,0.1,1,7.1924328972421805E-2]
[151631,0.2,1,0.13976414225170439]
[151631,0.4,1,0.26386585590565687]
[151631,0.6,1,0.37338001351268346]
[151631,0.8,1,0.47057920275167364]
[151631,1,1,0.5550641852466065]
[151631,1.25,1,0.64268165346108963]
[151631,1.5,1,0.71423745470179967]
[151631,2,1,0.81893004115226331]
[151631,3,1,0.9270007984767521]
[151631,0.1,2,4.2135003992383652E-2]
[151631,0.2,2,8.3072292856704089E-2]
[151631,0.4,2,0.16199864873165035]
[151631,0.6,2,0.23751612308826237]
[151631,0.8,2,0.30888766046311644]
[151631,1,2,0.37439346477489099]
[151631,1.25,2,0.44886677722498608]
[151631,1.5,2,0.5167065905042687]
[151631,2,2,0.63564891591425587]
[151631,3,2,0.80468030219274]
[151631,0.1,3,2.9666482402800738E-2]
[151631,0.2,3,5.8565198697868574E-2]
[151631,0.4,3,0.11528775873717825]
[151631,0.6,3,0.17102757815858974]
[151631,0.8,3,0.22553897180762847]
[151631,1,3,0.27805417357656159]
[151631,1.25,3,0.34067317732326013]
[151631,1.5,3,0.39822492475892141]
[151631,2,3,0.50331674958540629]
[151631,3,3,0.68017935016276632]
[151631,0.1,5,1.8856335605920926E-2]
[151631,0.2,5,3.7098458325655628E-2]
[151631,0.4,5,7.3275597322031802E-2]
[151631,0.6,5,0.10908420858669604]
[151631,0.8,5,0.14470855598550447]
[151631,1,5,0.18008721822983839]
[151631,1.25,5,0.22424912474663708]
[151631,1.5,5,0.26724402677968179]
[151631,2,5,0.3509612431668816]
[151631,3,5,0.49877157422762719]
[151631,0.1,10,1.0103801977765513E-2]
[151631,0.2,10,1.9501259136416621E-2]
[151631,0.4,10,3.8326884098028306E-2]
[151631,0.6,10,5.7183219703949344E-2]
[151631,0.8,10,7.5916712732633063E-2]
[151631,1,10,9.4558073828388836E-2]
[151631,1.25,10,0.11783674221485156]
[151631,1.5,10,0.14111541060131438]
[151631,2,10,0.18776487930716779]
[151631,3,10,0.2810638167188747]
[154746,0.1,0.5,9.4194929108581293E-2]
[154746,0.2,0.5,0.18042386231905597]
[154746,0.4,0.5,0.33626608804208907]
[154746,0.6,0.5,0.46666468507564723]
[154746,0.8,0.5,0.57521624111999525]
[154746,1,0.5,0.66468507564723722]
[154746,1.25,0.5,0.74999256903367706]
[154746,1.5,0.5,0.81107511220759143]
[154746,2,0.5,0.89329132360372143]
[154746,3,0.5,0.97202984276075255]
[154746,0.1,0.75,7.3120708616948568E-2]
[154746,0.2,0.75,0.14145587492197487]
[154746,0.4,0.75,0.26846595131230866]
[154746,0.6,0.75,0.38198139286032751]
[154746,0.8,0.75,0.48087269268495675]
[154746,1,0.75,0.56618018607139675]
[154746,1.25,0.75,0.65710548999791929]
[154746,1.5,0.75,0.72766994619980385]
[154746,2,0.75,0.82501560502927795]
[154746,3,0.75,0.93211069167434535]
[154746,0.1,1,5.9447730582884994E-2]
[154746,0.2,1,0.11598252236720866]
[154746,0.4,1,0.22275064649407009]
[154746,0.6,1,0.32193918497161367]
[154746,0.8,1,0.41149719109472999]
[154746,1,1,0.49124632167167021]
[154746,1.25,1,0.57881282882025975]
[154746,1.5,1,0.65493564783164393]
[154746,2,1,0.76185239128496274]
[154746,3,1,0.88918943019350227]
[154746,0.1,2,3.2993490473501155E-2]
[154746,0.2,2,6.5243884314716297E-2]
[154746,0.4,2,0.12873406057723744]
[154746,0.6,2,0.19109472995868387]
[154746,0.8,2,0.25205837767143241]
[154746,1,2,0.3108521832179057]
[154746,1.25,2,0.38117884849745864]
[154746,1.5,2,0.44671997146508929]
[154746,2,2,0.56347531432987552]
[154746,3,2,0.73197990666706303]
[154746,0.1,3,2.2411794429747577E-2]
[154746,0.2,3,4.4288559284249379E-2]
[154746,0.4,3,8.7982641262669817E-2]
[154746,0.6,3,0.13146865618405024]
[154746,0.8,3,0.17480605177897335]
[154746,1,3,0.21778676099039923]
[154746,1.25,3,0.2709924798620813]
[154746,1.5,3,0.3234848259667687]
[154746,2,3,0.42543768391641656]
[154746,3,3,0.5967363195909996]
[154746,0.1,5,1.3672978034063575E-2]
[154746,0.2,5,2.6929821954046869E-2]
[154746,0.4,5,5.3384062063430708E-2]
[154746,0.6,5,7.9838302172814554E-2]
[154746,0.8,5,0.10632226614748987]
[154746,1,5,0.13280623012216508]
[154746,1.25,5,0.16591861605683206]
[154746,1.5,5,0.19903100199149901]
[154746,2,5,0.26498825907320983]
[154746,3,5,0.39517878904972809]
[154746,0.1,10,7.1931754005290054E-3]
[154746,0.2,10,1.3762149629937905E-2]
[154746,0.4,10,2.7078441280504156E-2]
[154746,0.6,10,4.0365009065779035E-2]
[154746,0.8,10,5.3681300716345179E-2]
[154746,1,10,6.6967868501619954E-2]
[154746,1.25,10,8.3613233064827819E-2]
[154746,1.5,10,0.10028832149332706]
[154746,2,10,0.13360877448503405]
[154746,3,10,0.2003388520643225]
[154954,0.1,0.5,9.7446460485263342E-2]
[154954,0.2,0.5,0.18728985551146518]
[154954,0.4,0.5,0.34719655893133011]
[154954,0.6,0.5,0.48138612061915004]
[154954,0.8,0.5,0.58891951655408481]
[154954,1,0.5,0.67621845939478387]
[154954,1.25,0.5,0.7615484809014631]
[154954,1.5,0.5,0.8236755217641536]
[154954,2,0.5,0.90400751219216668]
[154954,3,0.5,0.97313179656498949]
[154954,0.1,0.75,7.6272983370187425E-2]
[154954,0.2,0.75,0.14788113773362002]
[154954,0.4,0.75,0.28043498015933116]
[154954,0.6,0.75,0.39741919849756152]
[154954,0.8,0.75,0.49728894677854174]
[154954,1,0.75,0.58189198194650582]
[154954,1.25,0.75,0.66976645563868775]
[154954,1.5,0.75,0.7405870414685124]
[154954,2,0.75,0.83821524853845453]
[154954,3,0.75,0.94126556205131306]
[154954,0.1,1,6.2369369642262064E-2]
[154954,0.2,1,0.12173992063732465]
[154954,0.4,1,0.23439251204071124]
[154954,0.6,1,0.33747311665101626]
[154954,0.8,1,0.42867961106230873]
[154954,1,1,0.50855723502862504]
[154954,1.25,1,0.59549268469996663]
[154954,1.5,1,0.66873655832550816]
[154954,2,1,0.77911731742041013]
[154954,3,1,0.90343198134068403]
[154954,0.1,2,3.480447096598302E-2]
[154954,0.2,2,6.8760791203465288E-2]
[154954,0.4,2,0.13591615424226816]
[154954,0.6,2,0.20170841789598035]
[154954,0.8,2,0.26504710265652914]
[154954,1,2,0.3257201708417895]
[154954,1.25,2,0.39632871898948902]
[154954,1.5,2,0.46187865386362942]
[154954,2,2,0.57816617696059125]
[154954,3,2,0.74407051767485544]
[154954,0.1,3,2.3808802592917983E-2]
[154954,0.2,3,4.7042074334353055E-2]
[154954,0.4,3,9.3326871232544739E-2]
[154954,0.6,3,0.13936933935116466]
[154954,0.8,3,0.18498773210553418]
[154954,1,3,0.23033350498288552]
[154954,1.25,3,0.28570563111501529]
[154954,1.5,3,0.33892708932844628]
[154954,2,3,0.43970557053282039]
[154954,3,3,0.61321297670614605]
[154954,0.1,5,1.4630600066640324E-2]
[154954,0.2,5,2.8776542574137334E-2]
[154954,0.4,5,5.7007845394238574E-2]
[154954,0.6,5,8.5269439311786197E-2]
[154954,0.8,5,0.11344015993699445]
[154954,1,5,0.14148971617241693]
[154954,1.25,5,0.17659709811286459]
[154954,1.5,5,0.21152273346863348]
[154954,2,5,0.28098021991336747]
[154954,3,5,0.41607851452458117]
[154954,0.1,10,7.6939387514008964E-3]
[154954,0.2,10,1.4721473358979709E-2]
[154954,0.4,10,2.8988580256262709E-2]
[154954,0.6,10,4.3225396056099104E-2]
[154954,0.8,10,5.7431920758488998E-2]
[154954,1,10,7.1668736558325508E-2]
[154954,1.25,10,8.9479901856844193E-2]
[154954,1.5,10,0.10729106715536299]
[154954,2,10,0.14294368884984696]
[154954,3,10,0.21437009662860082]
[160549,0.1,0.5,0.10668901287735756]
[160549,0.2,0.5,0.20251607017841608]
[160549,0.4,0.5,0.36958228143496613]
[160549,0.6,0.5,0.50348982752402571]
[160549,0.8,0.5,0.60809979421685723]
[160549,1,0.5,0.69121921208392556]
[160549,1.25,0.5,0.77262023463521223]
[160549,1.5,0.5,0.83267921165963044]
[160549,2,0.5,0.90682478732206118]
[160549,3,0.5,0.96870823344718582]
[160549,0.1,0.75,8.5325752593504015E-2]
[160549,0.2,0.75,0.16369306489594163]
[160549,0.4,0.75,0.30617137280692452]
[160549,0.6,0.75,0.42756221227485841]
[160549,0.8,0.75,0.52873538833612665]
[160549,1,0.75,0.61204573901605963]
[160549,1.25,0.75,0.69582281434966164]
[160549,1.5,0.75,0.76337060058977035]
[160549,2,0.75,0.85826420858349073]
[160549,3,0.75,0.9467509599677536]
[160549,0.1,1,7.1133080170566673E-2]
[160549,0.2,1,0.13736555147760784]
[160549,0.4,1,0.26119608799881194]
[160549,0.6,1,0.37123703247979289]
[160549,0.8,1,0.46655493561321254]
[160549,1,1,0.54850754184610817]
[160549,1.25,1,0.63514860937267958]
[160549,1.5,1,0.70432993190063009]
[160549,2,1,0.80961877081698019]
[160549,3,1,0.92288435835967508]
[160549,0.1,2,4.1793071260368686E-2]
[160549,0.2,2,8.1888961961940718E-2]
[160549,0.4,2,0.16048963659121279]
[160549,0.6,2,0.23639603708339521]
[160549,0.8,2,0.30875957315908953]
[160549,1,2,0.37700744637970174]
[160549,1.25,2,0.45520504062625966]
[160549,1.5,2,0.52597746992808192]
[160549,2,2,0.64170396928103191]
[160549,3,2,0.80516367185013904]
[160549,0.1,3,2.9043002312408507E-2]
[160549,0.2,3,5.6919192990644289E-2]
[160549,0.4,3,0.11231092347837149]
[160549,0.6,3,0.16721471455544473]
[160549,0.8,3,0.22135477438105941]
[160549,1,3,0.27458259965632087]
[160549,1.25,3,0.33966947408617432]
[160549,1.5,3,0.40212571864989288]
[160549,2,3,0.51623989647198587]
[160549,3,3,0.68763391815346753]
[160549,0.1,5,1.8011328680230046E-2]
[160549,0.2,5,3.5152852324076701E-2]
[160549,0.4,5,6.9266181555890288E-2]
[160549,0.6,5,0.10342194030167384]
[160549,0.8,5,0.1375776990474574]
[160549,1,5,0.171754672550226]
[160549,1.25,5,0.21420540127712839]
[160549,1.5,5,0.25623183486433171]
[160549,2,5,0.33941489700235483]
[160549,3,5,0.49882258098733484]
[160549,0.1,10,9.5042111292615219E-3]
[160549,0.2,10,1.8074972951184928E-2]
[160549,0.4,10,3.5301355622971368E-2]
[160549,0.6,10,5.2464094023802935E-2]
[160549,0.8,10,6.9626832424634647E-2]
[160549,1,10,8.681078558245113E-2]
[160549,1.25,10,0.10832254916519934]
[160549,1.5,10,0.12985552750493248]
[160549,2,10,0.1729851284553536]
[160549,3,10,0.25939283365509058]
[165021,0.1,0.5,0.11483098819343356]
[165021,0.2,0.5,0.2176128093158661]
[165021,0.4,0.5,0.39287832228152458]
[165021,0.6,0.5,0.53269718044099412]
[165021,0.8,0.5,0.6370424281632433]
[165021,1,0.5,0.71720847485039629]
[165021,1.25,0.5,0.79346595503800743]
[165021,1.5,0.5,0.84910237748665696]
[165021,2,0.5,0.91778532535446666]
[165021,3,0.5,0.97525473071324598]
[165021,0.1,0.75,9.2134346865060099E-2]
[165021,0.2,0.75,0.17631678257588013]
[165021,0.4,0.75,0.32694484877890989]
[165021,0.6,0.75,0.45479540676047225]
[165021,0.8,0.75,0.55976063399644183]
[165021,1,0.75,0.64184053048681866]
[165021,1.25,0.75,0.72357000377378822]
[165021,1.5,0.75,0.78850611892824407]
[165021,2,0.75,0.87546498463529043]
[165021,3,0.75,0.95581972073966248]
[165021,0.1,1,7.6742681546175029E-2]
[165021,0.2,1,0.14830988193433606]
[165021,0.4,1,0.27998813952234625]
[165021,0.6,1,0.39670602188797238]
[165021,0.8,1,0.49752008194511838]
[165021,1,1,0.58205294085934545]
[165021,1.25,1,0.6659388646288209]
[165021,1.5,1,0.73400183298291011]
[165021,2,1,0.83567847323305833]
[165021,3,1,0.93554908620410804]
[165021,0.1,2,4.5393282656746928E-2]
[165021,0.2,2,8.9465739392959071E-2]
[165021,0.4,2,0.17531942422772112]
[165021,0.6,2,0.25828885654213168]
[165021,0.8,2,0.33629845274677878]
[165021,1,2,0.40899778963825539]
[165021,1.25,2,0.49185939942854062]
[165021,1.5,2,0.56547522777508219]
[165021,2,2,0.68785379265728619]
[165021,3,2,0.84050353118766508]
[165021,0.1,3,3.1915467141085709E-2]
[165021,0.2,3,6.2833575934012509E-2]
[165021,0.4,3,0.12453501536470962]
[165021,0.6,3,0.18577820906787426]
[165021,0.8,3,0.24556579869534745]
[165021,1,3,0.30346649415062804]
[165021,1.25,3,0.37303897784247125]
[165021,1.5,3,0.43937678581055584]
[165021,2,3,0.5576580947759987]
[165021,3,3,0.74332848131974771]
[165021,0.1,5,2.0216723273491832E-2]
[165021,0.2,5,3.9543910722949993E-2]
[165021,0.4,5,7.8144374359803787E-2]
[165021,0.6,5,0.11682570488975137]
[165021,0.8,5,0.1553992128955739]
[165021,1,5,0.19381098711520831]
[165021,1.25,5,0.24114507520621054]
[165021,1.5,5,0.28820960698689957]
[165021,2,5,0.38120653404496196]
[165021,3,5,0.55105396517332461]
[165021,0.1,10,1.0943986198716881E-2]
[165021,0.2,10,2.0944525311337565E-2]
[165021,0.4,10,4.0999514798641459E-2]
[165021,0.6,10,6.1000593023882638E-2]
[165021,0.8,10,8.1028626880155274E-2]
[165021,1,10,0.10108361636745916]
[165021,1.25,10,0.12609844196452633]
[165021,1.5,10,0.15081675562024904]
[165021,2,10,0.20022642730066303]
[165021,3,10,0.29891099250633457]
[165078,0.1,0.5,0.1117456051953869]
[165078,0.2,0.5,0.20985331989698805]
[165078,0.4,0.5,0.37964393684917702]
[165078,0.6,0.5,0.5181950509461426]
[165078,0.8,0.5,0.62897771806068747]
[165078,1,0.5,0.71673944687045121]
[165078,1.25,0.5,0.7991042436457283]
[165078,1.5,0.5,0.85614152950397493]
[165078,2,0.5,0.92567461650431082]
[165078,3,0.5,0.97807636322920166]
[165078,0.1,0.75,9.049378569029233E-2]
[165078,0.2,0.75,0.17187325047587065]
[165078,0.4,0.75,0.31750083977158217]
[165078,0.6,0.75,0.44171985220020155]
[165078,0.8,0.75,0.54719516291568693]
[165078,1,0.75,0.63495689172545078]
[165078,1.25,0.75,0.72571940432202442]
[165078,1.5,0.75,0.79538685477550108]
[165078,2,0.75,0.88393237039525252]
[165078,3,0.75,0.96013884223491208]
[165078,0.1,1,7.6340835292800335E-2]
[165078,0.2,1,0.14629940656141532]
[165078,0.4,1,0.27434777740454591]
[165078,0.6,1,0.38750419885791071]
[165078,0.8,1,0.48717948717948723]
[165078,1,1,0.57357518754898662]
[165078,1.25,1,0.66418094278356288]
[165078,1.5,1,0.73951405217780763]
[165078,2,1,0.84369051617959911]
[165078,3,1,0.93980517299294586]
[165078,0.1,2,4.6019482700705404E-2]
[165078,0.2,2,9.0023513604299693E-2]
[165078,0.4,2,0.175792184525809]
[165078,0.6,2,0.25690292240510582]
[165078,0.8,2,0.33293024297391111]
[165078,1,2,0.40488187213078047]
[165078,1.25,2,0.48738103235919833]
[165078,1.5,2,0.5628485052065838]
[165078,2,2,0.68673160900235131]
[165078,3,2,0.85300638226402414]
[165078,0.1,3,3.2314410480349297E-2]
[165078,0.2,3,6.344194379128873E-2]
[165078,0.4,3,0.12536110178031573]
[165078,0.6,3,0.18640689732392784]
[165078,0.8,3,0.24579554361213748]
[165078,1,3,0.30316873810323591]
[165078,1.25,3,0.37216437129100882]
[165078,1.5,3,0.43793528160340389]
[165078,2,3,0.55736199753667004]
[165078,3,3,0.74262680550890159]
[165078,0.1,5,2.0109730153398349E-2]
[165078,0.2,5,3.941327958795203E-2]
[165078,0.4,5,7.7886015003918965E-2]
[165078,0.6,5,0.11640353823759939]
[165078,0.8,5,0.15480909192699593]
[165078,1,5,0.19301310043668121]
[165078,1.25,5,0.24037621766879413]
[165078,1.5,5,0.28731385063262793]
[165078,2,5,0.3795095733960363]
[165078,3,5,0.55129324823647974]
[165078,0.1,10,1.0569924980405359E-2]
[165078,0.2,10,2.0223820943245412E-2]
[165078,0.4,10,3.9749188220803908E-2]
[165078,0.6,10,5.9187101108498501E-2]
[165078,0.8,10,7.8647407905049829E-2]
[165078,1,10,9.8107714701601165E-2]
[165078,1.25,10,0.12247228753778974]
[165078,1.5,10,0.14688164819169197]
[165078,2,10,0.19570036949949624]
[165078,3,10,0.29338259993281834]
[165266,0.1,0.5,0.12005128205128211]
[165266,0.2,0.5,0.22669230769230772]
[165266,0.4,0.5,0.40943589743589742]
[165266,0.6,0.5,0.55510256410256409]
[165266,0.8,0.5,0.66897435897435897]
[165266,1,0.5,0.75589743589743585]
[165266,1.25,0.5,0.83256410256410252]
[165266,1.5,0.5,0.88346153846153841]
[165266,2,0.5,0.94082051282051282]
[165266,3,0.5,0.9870000000000001]
[165266,0.1,0.75,9.6435897435897505E-2]
[165266,0.2,0.75,0.18371794871794869]
[165266,0.4,0.75,0.34074358974358976]
[165266,0.6,0.75,0.47497435897435902]
[165266,0.8,0.75,0.5860512820512821]
[165266,1,0.75,0.67492307692307685]
[165266,1.25,0.75,0.76151282051282043]
[165266,1.5,0.75,0.82602564102564113]
[165266,2,0.75,0.90517948717948715]
[165266,3,0.75,0.97256410256410253]
[165266,0.1,1,8.0897435897435921E-2]
[165266,0.2,1,0.15523076923076928]
[165266,0.4,1,0.2921538461538461]
[165266,0.6,1,0.41428205128205126]
[165266,0.8,1,0.52120512820512821]
[165266,1,1,0.61156410256410254]
[165266,1.25,1,0.70092307692307687]
[165266,1.5,1,0.77043589743589747]
[165266,2,1,0.86689743589743584]
[165266,3,1,0.95566666666666666]
[165266,0.1,2,4.8743589743589832E-2]
[165266,0.2,2,9.5487179487179399E-2]
[165266,0.4,2,0.18535897435897433]
[165266,0.6,2,0.27082051282051284]
[165266,0.8,2,0.35143589743589743]
[165266,1,2,0.42717948717948717]
[165266,1.25,2,0.51341025641025639]
[165266,1.5,2,0.58958974358974359]
[165266,2,2,0.71171794871794869]
[165266,3,2,0.86010256410256403]
[165266,0.1,3,3.4461538461538495E-2]
[165266,0.2,3,6.776923076923079E-2]
[165266,0.4,3,0.13346153846153841]
[165266,0.6,3,0.19800000000000004]
[165266,0.8,3,0.26048717948717948]
[165266,1,3,0.32117948717948719]
[165266,1.25,3,0.39428205128205124]
[165266,1.5,3,0.46387179487179492]
[165266,2,3,0.58407692307692305]
[165266,3,3,0.75815384615384607]
[165266,0.1,5,2.1641025641025671E-2]
[165266,0.2,5,4.2461538461538433E-2]
[165266,0.4,5,8.4000000000000088E-2]
[165266,0.6,5,0.12546153846153849]
[165266,0.8,5,0.16669230769230764]
[165266,1,5,0.20776923076923082]
[165266,1.25,5,0.25841025641025639]
[165266,1.5,5,0.30817948717948712]
[165266,2,5,0.40584615384615386]
[165266,3,5,0.58358974358974358]
[165266,0.1,10,1.1410256410256418E-2]
[165266,0.2,10,2.1999999999999922E-2]
[165266,0.4,10,4.3179487179487115E-2]
[165266,0.6,10,6.433333333333334E-2]
[165266,0.8,10,8.5487179487179571E-2]
[165266,1,10,0.10669230769230773]
[165266,1.25,10,0.13317948717948724]
[165266,1.5,10,0.1597179487179487]
[165266,2,10,0.2128461538461538]
[165266,3,10,0.31915384615384612]
[166660,0.1,0.5,0.11050166399605567]
[166660,0.2,0.5,0.20779407535231512]
[166660,0.4,0.5,0.37620691071942153]
[166660,0.6,0.5,0.51152471342290151]
[166660,0.8,0.5,0.61925305065943548]
[166660,1,0.5,0.70356218414889682]
[166660,1.25,0.5,0.78135913554377745]
[166660,1.5,0.5,0.83549036525740594]
[166660,2,0.5,0.90071490200912119]
[166660,3,0.5,0.95837955544599207]
[166660,0.1,0.75,8.8315049919881664E-2]
[166660,0.2,0.75,0.16812523111056324]
[166660,0.4,0.75,0.31168084144788194]
[166660,0.6,0.75,0.43393319363983729]
[166660,0.8,0.75,0.53701877644932006]
[166660,1,0.75,0.62420395250421135]
[166660,1.25,0.75,0.70980730514811619]
[166660,1.5,0.75,0.77388142487365963]
[166660,2,0.75,0.8588068531985702]
[166660,3,0.75,0.93498089486010105]
[166660,0.1,1,7.3339085418464206E-2]
[166660,0.2,1,0.14115206047906642]
[166660,0.4,1,0.26673240478244781]
[166660,0.6,1,0.37826122683758573]
[166660,0.8,1,0.47456756645712633]
[166660,1,1,0.55856855252886317]
[166660,1.25,1,0.64758206992892065]
[166660,1.5,1,0.71761370639714028]
[166660,2,1,0.81622088006902505]
[166660,3,1,0.91304079871810684]
[166660,0.1,2,4.2832491063724762E-2]
[166660,0.2,2,8.3918813427010019E-2]
[166660,0.4,2,0.16413985784132454]
[166660,0.6,2,0.24201898188093182]
[166660,0.8,2,0.31611816426311679]
[166660,1,2,0.38625251653724468]
[166660,1.25,2,0.46721311475409838]
[166660,1.5,2,0.53975101688647842]
[166660,2,2,0.65910678335182216]
[166660,3,2,0.81016064752044048]
[166660,0.1,3,2.9787583713381728E-2]
[166660,0.2,3,5.8424750400591523E-2]
[166660,0.4,3,0.11543202267964994]
[166660,0.6,3,0.17169974115616907]
[166660,0.8,3,0.22720736266896741]
[166660,1,3,0.28144130818850399]
[166660,1.25,3,0.3475902871933933]
[166660,1.5,3,0.41104811208348735]
[166660,2,3,0.52812358765766876]
[166660,3,3,0.70855417231603601]
[166660,0.1,5,1.8427215579933411E-2]
[166660,0.2,5,3.5971075229056203E-2]
[166660,0.4,5,7.099716504375686E-2]
[166660,0.6,5,0.10606434118082084]
[166660,0.8,5,0.14113151731788484]
[166660,1,5,0.17623977977731214]
[166660,1.25,5,0.2200377994165742]
[166660,1.5,5,0.26381527589465464]
[166660,2,5,0.35040470027527837]
[166660,3,5,0.51183286084062607]
[166660,0.1,10,9.6758289165536082E-3]
[166660,0.2,10,1.8509388224659935E-2]
[166660,0.4,10,3.615596367969099E-2]
[166660,0.6,10,5.3761452812358716E-2]
[166660,0.8,10,7.1366941945026435E-2]
[166660,1,10,8.8992974238875894E-2]
[166660,1.25,10,0.11105632934796004]
[166660,1.5,10,0.13316077077940752]
[166660,2,10,0.17739019680348408]
[166660,3,10,0.26597230781872705]
[168440,0.1,0.5,0.10628227194492267]
[168440,0.2,0.5,0.19947858661536913]
[168440,0.4,0.5,0.35914245216158758]
[168440,0.6,0.5,0.49058418548142146]
[168440,0.8,0.5,0.59894198643312757]
[168440,1,0.5,0.68550673281360741]
[168440,1.25,0.5,0.77052748810367511]
[168440,1.5,0.5,0.83578009517059837]
[168440,2,0.5,0.91801660423205433]
[168440,3,0.5,0.97580236914042717]
[168440,0.1,0.75,8.6261010428267712E-2]
[168440,0.2,0.75,0.16358712159562622]
[168440,0.4,0.75,0.30054672471398203]
[168440,0.6,0.75,0.41753568897438498]
[168440,0.8,0.75,0.5168320340184267]
[168440,1,0.75,0.60165029867368636]
[168440,1.25,0.75,0.68796193176065612]
[168440,1.5,0.75,0.7574668421585502]
[168440,2,0.75,0.86058519793459543]
[168440,3,0.75,0.95752758934899274]
[168440,0.1,1,7.2846005872228406E-2]
[168440,0.2,1,0.13956667004151063]
[168440,0.4,1,0.25941581451857854]
[168440,0.6,1,0.36478687860686448]
[168440,0.8,1,0.45712260807937638]
[168440,1,1,0.53657487091222034]
[168440,1.25,1,0.62184873949579844]
[168440,1.5,1,0.69428976409841048]
[168440,2,1,0.80282474435557361]
[168440,3,1,0.93024197630859573]
[168440,0.1,2,4.4218892376227593E-2]
[168440,0.2,2,8.618507644021467E-2]
[168440,0.4,2,0.16710539637541771]
[168440,0.6,2,0.24240660119469476]
[168440,0.8,2,0.31226587020350316]
[168440,1,2,0.37680976004859784]
[168440,1.25,2,0.45038979447200572]
[168440,1.5,2,0.51592082616179002]
[168440,2,2,0.62739192062367122]
[168440,3,2,0.79259896729776247]
[168440,0.1,3,3.1436671053963867E-2]
[168440,0.2,3,6.1633086969727705E-2]
[168440,0.4,3,0.12096284296851278]
[168440,0.6,3,0.17912827781715107]
[168440,0.8,3,0.23499038169484665]
[168440,1,3,0.28857446593095076]
[168440,1.25,3,0.35058722284094362]
[168440,1.5,3,0.40976511086362261]
[168440,2,3,0.51318720259188011]
[168440,3,3,0.67442037055786175]
[168440,0.1,5,1.9641591576389675E-2]
[168440,0.2,5,3.8523843272248795E-2]
[168440,0.4,5,7.6212412675913804E-2]
[168440,0.6,5,0.11359724612736659]
[168440,0.8,5,0.15088083426141555]
[168440,1,5,0.18793662043130516]
[168440,1.25,5,0.23407917383821]
[168440,1.5,5,0.27941176470588236]
[168440,2,5,0.36509061455907671]
[168440,3,5,0.51498430697580244]
[168440,0.1,10,1.0225777057811164E-2]
[168440,0.2,10,1.9742836893793688E-2]
[168440,0.4,10,3.8802267895109883E-2]
[168440,0.6,10,5.7861698896426068E-2]
[168440,0.8,10,7.6895818568391297E-2]
[168440,1,10,9.5955249569707496E-2]
[168440,1.25,10,0.11982383314771695]
[168440,1.5,10,0.14371772805507754]
[168440,2,10,0.19148020654044753]
[168440,3,10,0.28697985218183658]
[169357,0.1,0.5,0.12206818111954752]
[169357,0.2,0.5,0.22981156435400077]
[169357,0.4,0.5,0.41538839875810762]
[169357,0.6,0.5,0.56143370938489445]
[169357,0.8,0.5,0.66880821370385168]
[169357,1,0.5,0.74833235990286195]
[169357,1.25,0.5,0.820694107159325]
[169357,1.5,0.5,0.87267529433463464]
[169357,2,0.5,0.93403215394546735]
[169357,3,0.5,0.98247825151394053]
[169357,0.1,0.75,9.972026682241554E-2]
[169357,0.2,0.75,0.18945006301681475]
[169357,0.4,0.75,0.34895945405920509]
[169357,0.6,0.75,0.48356951830561612]
[169357,0.8,0.75,0.59198917955181207]
[169357,1,0.75,0.67763056776613073]
[169357,1.25,0.75,0.76010574528910879]
[169357,1.5,0.75,0.8194337708647137]
[169357,2,0.75,0.8972364821247425]
[169357,3,0.75,0.96732347606898039]
[169357,0.1,1,8.5149549660323995E-2]
[169357,0.2,1,0.16261412191448155]
[169357,0.4,1,0.30389474654944515]
[169357,0.6,1,0.42608588730749125]
[169357,0.8,1,0.53032492084473271]
[169357,1,1,0.61753404444990934]
[169357,1.25,1,0.70671052227106446]
[169357,1.5,1,0.77393870462020842]
[169357,2,1,0.8646214380129722]
[169357,3,1,0.94838769174018633]
[169357,0.1,2,5.3671882204666281E-2]
[169357,0.2,2,0.10463865236236206]
[169357,0.4,2,0.20103900894531368]
[169357,0.6,2,0.29184470197657619]
[169357,0.8,2,0.37524207678829419]
[169357,1,2,0.45218407057883242]
[169357,1.25,2,0.53739510005840585]
[169357,1.5,2,0.61313823737358208]
[169357,2,2,0.73071839168792851]
[169357,3,2,0.87113829885340133]
[169357,0.1,3,3.9316344409947433E-2]
[169357,0.2,3,7.6911253880913563E-2]
[169357,0.4,3,0.1501029786972426]
[169357,0.6,3,0.22089699056284776]
[169357,0.8,3,0.28837109218898899]
[169357,1,3,0.35252528357566632]
[169357,1.25,3,0.42793028188497123]
[169357,1.5,3,0.49835541483508039]
[169357,2,3,0.61449079339706736]
[169357,3,3,0.78107036365313087]
[169357,0.1,5,2.5452645169223184E-2]
[169357,0.2,5,4.9798653591958363E-2]
[169357,0.4,5,9.8152531431557527E-2]
[169357,0.6,5,0.14598383080753741]
[169357,0.8,5,0.19301589253327595]
[169357,1,5,0.2390642771510251]
[169357,1.25,5,0.29498017275829208]
[169357,1.5,5,0.34951277243244899]
[169357,2,5,0.45193815130183512]
[169357,3,5,0.62626417878331431]
[169357,0.1,10,1.4017398788847437E-2]
[169357,0.2,10,2.7020380560081086E-2]
[169357,0.4,10,5.2872644554424975E-2]
[169357,0.6,10,7.8571209000645459E-2]
[169357,0.8,10,0.10426977344686605]
[169357,1,10,0.12990685807383723]
[169357,1.25,10,0.16199932372198825]
[169357,1.5,10,0.19406104946051456]
[169357,2,10,0.25821524084719188]
[169357,3,10,0.3829270541944606]
[169803,0.1,0.5,0.10987797180727972]
[169803,0.2,0.5,0.20571218177992845]
[169803,0.4,0.5,0.37016095097832946]
[169803,0.6,0.5,0.50333999579213129]
[169803,0.8,0.5,0.60974647590995168]
[169803,1,0.5,0.69464022722491059]
[169803,1.25,0.5,0.77543130654323578]
[169803,1.5,0.5,0.8352093414685462]
[169803,2,0.5,0.90953082263833374]
[169803,3,0.5,0.96991373869135289]
[169803,0.1,0.75,8.8286345466021446E-2]
[169803,0.2,0.75,0.16757837155480748]
[169803,0.4,0.75,0.3074637071323375]
[169803,0.6,0.75,0.42654639175257736]
[169803,0.8,0.75,0.52506311803071748]
[169803,1,0.75,0.60716915632232282]
[169803,1.25,0.75,0.69248369450873137]
[169803,1.5,0.75,0.76094045865768989]
[169803,2,0.75,0.85737954975804753]
[169803,3,0.75,0.94532400589101617]
[169803,0.1,1,7.4347780349253059E-2]
[169803,0.2,1,0.14214706501157168]
[169803,0.4,1,0.2644119503471492]
[169803,0.6,1,0.37221228697664638]
[169803,0.8,1,0.46433831264464553]
[169803,1,1,0.54236797811908266]
[169803,1.25,1,0.62560488112770885]
[169803,1.5,1,0.69608668209551872]
[169803,2,1,0.802493162213339]
[169803,3,1,0.92133915421838841]
[169803,0.1,2,4.5313486219229933E-2]
[169803,0.2,2,8.8654533978539923E-2]
[169803,0.4,2,0.17044498211655801]
[169803,0.6,2,0.24629181569535036]
[169803,0.8,2,0.3171944035346097]
[169803,1,2,0.38228487271197142]
[169803,1.25,2,0.45623816536924056]
[169803,1.5,2,0.52106564275194622]
[169803,2,2,0.63118030717441609]
[169803,3,2,0.78876499053229543]
[169803,0.1,3,3.2479486640016819E-2]
[169803,0.2,3,6.3854407742478553E-2]
[169803,0.4,3,0.1246318114874817]
[169803,0.6,3,0.18338417841363355]
[169803,0.8,3,0.23971702082895019]
[169803,1,3,0.29344624447717232]
[169803,1.25,3,0.35664317273301072]
[169803,1.5,3,0.41521144540290345]
[169803,2,3,0.51809383547233323]
[169803,3,3,0.679991584262571]
[169803,0.1,5,2.0802650957290236E-2]
[169803,0.2,5,4.0842625710077962E-2]
[169803,0.4,5,8.0764780138859613E-2]
[169803,0.6,5,0.12010835261939827]
[169803,0.8,5,0.1588996423311593]
[169803,1,5,0.19732274353040186]
[169803,1.25,5,0.24445087313275829]
[169803,1.5,5,0.28981695771091942]
[169803,2,5,0.37407952871870398]
[169803,3,5,0.52498422049232063]
[169803,0.1,10,1.1203450452345937E-2]
[169803,0.2,10,2.1512728802861293E-2]
[169803,0.4,10,4.2236482221754724E-2]
[169803,0.6,10,6.2960235640647969E-2]
[169803,0.8,10,8.36839890595414E-2]
[169803,1,10,0.10443404165790036]
[169803,1.25,10,0.13036503261098256]
[169803,1.5,10,0.15613822848727113]
[169803,2,10,0.20755312434252049]
[169803,3,10,0.30906795707973916]
[169806,0.1,0.5,0.10872288683092195]
[169806,0.2,0.5,0.20378786017833908]
[169806,0.4,0.5,0.36741261146183896]
[169806,0.6,0.5,0.49767864599965611]
[169806,0.8,0.5,0.60112014542238823]
[169806,1,0.5,0.68461519565698004]
[169806,1.25,0.5,0.76769264781743596]
[169806,1.5,0.5,0.8326905598270653]
[169806,2,0.5,0.90852145717163268]
[169806,3,0.5,0.96681323540249087]
[169806,0.1,0.75,8.7965806087106108E-2]
[169806,0.2,0.75,0.16684271291360636]
[169806,0.4,0.75,0.30622221130462562]
[169806,0.6,0.75,0.42305141369230398]
[169806,0.8,0.75,0.51806725785452856]
[169806,1,0.75,0.59839347564420642]
[169806,1.25,0.75,0.68191309047139459]
[169806,1.5,0.75,0.75140632292613441]
[169806,2,0.75,0.85514259746002119]
[169806,3,0.75,0.9434277432508783]
[169806,0.1,1,7.4258763418408785E-2]
[169806,0.2,1,0.14237637868775962]
[169806,0.4,1,0.26559237515045825]
[169806,0.6,1,0.37220270701810421]
[169806,0.8,1,0.46188803458694644]
[169806,1,1,0.53801370704266882]
[169806,1.25,1,0.61912599179542604]
[169806,1.5,1,0.68746468839814301]
[169806,2,1,0.79648235034021975]
[169806,3,1,0.91878945687685776]
[169806,0.1,2,4.495320445110431E-2]
[169806,0.2,2,8.811319364268351E-2]
[169806,0.4,2,0.1709449998771771]
[169806,0.6,2,0.24947800240733012]
[169806,0.8,2,0.32147682330688548]
[169806,1,2,0.38549215161266559]
[169806,1.25,2,0.45884202510501365]
[169806,1.5,2,0.52524011889262812]
[169806,2,2,0.63479820187182201]
[169806,3,2,0.79213441745068647]
[169806,0.1,3,3.1884841189908905E-2]
[169806,0.2,3,6.2688840305583693E-2]
[169806,0.4,3,0.12363359453683463]
[169806,0.6,3,0.18327642536048552]
[169806,0.8,3,0.24139625144316984]
[169806,1,3,0.29656832641430647]
[169806,1.25,3,0.36068191309047143]
[169806,1.5,3,0.41980888746960138]
[169806,2,3,0.5250436021518583]
[169806,3,3,0.69048613328747943]
[169806,0.1,5,2.0339482669679994E-2]
[169806,0.2,5,3.9843769191087959E-2]
[169806,0.4,5,7.8704954678326666E-2]
[169806,0.6,5,0.11739418801739181]
[169806,0.8,5,0.15605885676386061]
[169806,1,5,0.19403571691763494]
[169806,1.25,5,0.24122429929499628]
[169806,1.5,5,0.28735660419071957]
[169806,2,5,0.37497850598147836]
[169806,3,5,0.53317448230121101]
[169806,0.1,10,1.0882114520130805E-2]
[169806,0.2,10,2.0879903706797057E-2]
[169806,0.4,10,4.097374045051478E-2]
[169806,0.6,10,6.1018448009039807E-2]
[169806,0.8,10,8.111228475275753E-2]
[169806,1,10,0.10120612149647508]
[169806,1.25,10,0.12628657053722775]
[169806,1.5,10,0.1513915841705766]
[169806,2,10,0.20165074062246685]
[169806,3,10,0.30202166597066987]
[171175,0.1,0.5,6.8427764620149392E-2]
[171175,0.2,0.5,0.13230096556749865]
[171175,0.4,0.5,0.24988158134450722]
[171175,0.6,0.5,0.35157587903078891]
[171175,0.8,0.5,0.43789396975769723]
[171175,1,0.5,0.51040262342867559]
[171175,1.25,0.5,0.58170887229003465]
[171175,1.5,0.5,0.63629076334487156]
[171175,2,0.5,0.71513936964838776]
[171175,3,0.5,0.8127527782838404]
[171175,0.1,0.75,5.0501002004007985E-2]
[171175,0.2,0.75,9.87793769356895E-2]
[171175,0.4,0.75,0.19085443614501729]
[171175,0.6,0.75,0.27553288394971764]
[171175,0.8,0.75,0.35259610129349606]
[171175,1,0.75,0.4207323738385863]
[171175,1.25,0.75,0.49280378939697578]
[171175,1.5,0.75,0.55401712515940971]
[171175,2,0.75,0.64146474767717254]
[171175,3,0.75,0.74807797413007826]
[171175,0.1,1,3.9570049189287609E-2]
[171175,0.2,1,7.790125705957375E-2]
[171175,0.4,1,0.15255966478411373]
[171175,0.6,1,0.22379304062670793]
[171175,0.8,1,0.29072690836217885]
[171175,1,1,0.35372563308435057]
[171175,1.25,1,0.42375660411732557]
[171175,1.5,1,0.48405902714519949]
[171175,2,1,0.5815995627618874]
[171175,3,1,0.69943523410457265]
[171175,0.1,2,2.0623064310439022E-2]
[171175,0.2,2,4.1063946073966073E-2]
[171175,0.4,2,8.1909273091637855E-2]
[171175,0.6,2,0.12235379850610313]
[171175,0.8,2,0.16254326835489155]
[171175,1,2,0.20225906358170895]
[171175,1.25,2,0.25112042266350881]
[171175,1.5,2,0.29928948806704314]
[171175,2,2,0.39067225359810537]
[171175,3,2,0.54144652942248128]
[171175,0.1,3,1.3845873565312406E-2]
[171175,0.2,3,2.7582437602477736E-2]
[171175,0.4,3,5.5019129167425816E-2]
[171175,0.6,3,8.2492257241756212E-2]
[171175,0.8,3,0.10996538531608674]
[171175,1,3,0.13743851339041727]
[171175,1.25,3,0.17161595919110953]
[171175,1.5,3,0.20568409546365457]
[171175,2,3,0.27345600291492073]
[171175,3,3,0.40506467480415381]
[171175,0.1,5,8.4168336673347294E-3]
[171175,0.2,5,1.6724357806522122E-2]
[171175,0.4,5,3.3266533066132274E-2]
[171175,0.6,5,4.9845144835124741E-2]
[171175,0.8,5,6.642375660411734E-2]
[171175,1,5,8.3002368373109814E-2]
[171175,1.25,5,0.10373474221169617]
[171175,1.5,5,0.12446711605028239]
[171175,2,5,0.16596830023683729]
[171175,3,5,0.24893423210056478]
[171175,0.1,10,4.3723811258881765E-3]
[171175,0.2,10,8.4897066860994911E-3]
[171175,0.4,10,1.6833667334669331E-2]
[171175,0.6,10,2.5177627983239168E-2]
[171175,0.8,10,3.3558025141191453E-2]
[171175,1,10,4.1901985789761287E-2]
[171175,1.25,10,5.235926398251052E-2]
[171175,1.5,10,6.2780105665877176E-2]
[171175,2,10,8.3694662051375504E-2]
[171175,3,10,0.12552377482237204]
[176905,0.1,0.5,7.4019666626693875E-2]
[176905,0.2,0.5,0.14147379781748415]
[176905,0.4,0.5,0.26175200863412884]
[176905,0.6,0.5,0.36536155414318267]
[176905,0.8,0.5,0.45170284206739414]
[176905,1,0.5,0.52434344645640962]
[176905,1.25,0.5,0.59926250149898064]
[176905,1.5,0.5,0.65979134188751654]
[176905,2,0.5,0.75293800215853224]
[176905,3,0.5,0.8763640724307471]
[176905,0.1,0.75,5.6301714833912941E-2]
[176905,0.2,0.75,0.10876603909341648]
[176905,0.4,0.75,0.20601990646360474]
[176905,0.6,0.75,0.29182156133829001]
[176905,0.8,0.75,0.36880920973737868]
[176905,1,0.75,0.43521405444297884]
[176905,1.25,0.75,0.50653555582204102]
[176905,1.5,0.75,0.56757404964624059]
[176905,2,0.75,0.66326897709557509]
[176905,3,0.75,0.79718791221969065]
[176905,0.1,1,4.5149298477035624E-2]
[176905,0.2,1,8.808010552824086E-2]
[176905,0.4,1,0.16992445137306639]
[176905,0.6,1,0.24454371027701163]
[176905,0.8,1,0.31178798417076392]
[176905,1,1,0.37324619258903952]
[176905,1.25,1,0.4396810169085022]
[176905,1.5,1,0.49757165127713154]
[176905,2,1,0.59344645640964144]
[176905,3,1,0.73108286365271624]
[176905,0.1,2,2.4253507614822058E-2]
[176905,0.2,2,4.8237198704880732E-2]
[176905,0.4,2,9.599472358796024E-2]
[176905,0.6,2,0.14297277851061282]
[176905,0.8,2,0.18911140424511341]
[176905,1,2,0.2333613143062718]
[176905,1.25,2,0.28549586281328704]
[176905,1.5,2,0.33274373426070269]
[176905,2,2,0.41755606187792299]
[176905,3,2,0.55288403885357951]
[176905,0.1,3,1.6338889555102581E-2]
[176905,0.2,3,3.2527881040892215E-2]
[176905,0.4,3,6.4905864012471601E-2]
[176905,0.6,3,9.7253867370188374E-2]
[176905,0.8,3,0.12963185034176763]
[176905,1,3,0.16185993524403408]
[176905,1.25,3,0.20173282168125681]
[176905,1.5,3,0.24064636047487711]
[176905,2,3,0.31517568053723471]
[176905,3,3,0.44291881520566018]
[176905,0.1,5,9.9232521885119027E-3]
[176905,0.2,5,1.9696606307710862E-2]
[176905,0.4,5,3.9243314546108785E-2]
[176905,0.6,5,5.8790022784506596E-2]
[176905,0.8,5,7.8336731022904518E-2]
[176905,1,5,9.7913418875164943E-2]
[176905,1.25,5,0.12237678378702484]
[176905,1.5,5,0.14684014869888484]
[176905,2,5,0.19576687852260466]
[176905,3,5,0.29266099052644201]
[176905,0.1,10,5.1265139705000407E-3]
[176905,0.2,10,1.0043170643962131E-2]
[176905,0.4,10,1.9996402446336537E-2]
[176905,0.6,10,2.9889675020985725E-2]
[176905,0.8,10,3.9812927209497626E-2]
[176905,1,10,4.9706199784146816E-2]
[176905,1.25,10,6.2117759923252268E-2]
[176905,1.5,10,7.4529320062357615E-2]
[176905,2,10,9.9322460726705905E-2]
[176905,3,10,0.1489687012831275]
[178641,0.1,0.5,7.7777058518902195E-2]
[178641,0.2,0.5,0.14946918694976702]
[178641,0.4,0.5,0.27527835318487837]
[178641,0.6,0.5,0.380275763852926]
[178641,0.8,0.5,0.46779518384256857]
[178641,1,0.5,0.54265924391506981]
[178641,1.25,0.5,0.61836483687208699]
[178641,1.5,0.5,0.67652770585189026]
[178641,2,0.5,0.7638205592957017]
[178641,3,0.5,0.87720093215950279]
[178641,0.1,0.75,5.9392801657172478E-2]
[178641,0.2,0.75,0.11600207146556187]
[178641,0.4,0.75,0.2188632832729156]
[178641,0.6,0.75,0.30900440186431899]
[178641,0.8,0.75,0.38716986017607458]
[178641,1,0.75,0.45556059036768509]
[178641,1.25,0.75,0.52848265147591933]
[178641,1.5,0.75,0.58929958570688767]
[178641,2,0.75,0.67898757120662867]
[178641,3,0.75,0.79994174003107199]
[178641,0.1,1,4.7935007767995912E-2]
[178641,0.2,1,9.4478249611600215E-2]
[178641,0.4,1,0.18190056965302956]
[178641,0.6,1,0.2608104609010875]
[178641,0.8,1,0.33153158984981879]
[178641,1,1,0.39458182288969451]
[178641,1.25,1,0.46462325220093215]
[178641,1.5,1,0.52333635422061109]
[178641,2,1,0.61629337131020201]
[178641,3,1,0.74122863801139305]
[178641,0.1,2,2.6249352667011908E-2]
[178641,0.2,2,5.2272138788192708E-2]
[178641,0.4,2,0.10389694458829625]
[178641,0.6,2,0.15493915069911959]
[178641,0.8,2,0.20497799067840503]
[178641,1,2,0.25294536509580534]
[178641,1.25,2,0.30910150181253238]
[178641,1.5,2,0.36079104091144493]
[178641,2,2,0.45264759192128429]
[178641,3,2,0.58693682030036254]
[178641,0.1,3,1.7898757120662894E-2]
[178641,0.2,3,3.5635680994303441E-2]
[178641,0.4,3,7.1077162092180263E-2]
[178641,0.6,3,0.10638917659243911]
[178641,0.8,3,0.14160409114448472]
[178641,1,3,0.17675427239772146]
[178641,1.25,3,0.22061108234075616]
[178641,1.5,3,0.26359399274987061]
[178641,2,3,0.3446077162092181]
[178641,3,3,0.4833311755567064]
[178641,0.1,5,1.1004660797514236E-2]
[178641,0.2,5,2.1815121698601742E-2]
[178641,0.4,5,4.3468410150181248E-2]
[178641,0.6,5,6.5121698601760758E-2]
[178641,0.8,5,8.6807353702744755E-2]
[178641,1,5,0.10849300880372864]
[178641,1.25,5,0.13558389435525633]
[178641,1.5,5,0.16267477990678403]
[178641,2,5,0.21672708441222169]
[178641,3,5,0.32285732780942522]
[178641,0.1,10,5.6965302951839051E-3]
[178641,0.2,10,1.1166494044536587E-2]
[178641,0.4,10,2.2171154842050823E-2]
[178641,0.6,10,3.3175815639565058E-2]
[178641,0.8,10,4.4148109787674805E-2]
[178641,1,10,5.515277058518904E-2]
[178641,1.25,10,6.8908596582081857E-2]
[178641,1.5,10,8.2664422578974689E-2]
[178641,2,10,0.11020844122216472]
[178641,3,10,0.16529647850854476]
[180465,0.1,0.5,9.6283675175207376E-2]
[180465,0.2,0.5,0.18324439014981042]
[180465,0.4,0.5,0.33974152896547294]
[180465,0.6,0.5,0.47029511991255707]
[180465,0.8,0.5,0.57776634732848964]
[180465,1,0.5,0.66639876551147681]
[180465,1.25,0.5,0.75413103581302643]
[180465,1.5,0.5,0.81987397929659867]
[180465,2,0.5,0.90959943419276024]
[180465,3,0.5,0.9794251912814248]
[180465,0.1,0.75,7.5226644377290666E-2]
[180465,0.2,0.75,0.14457017938661351]
[180465,0.4,0.75,0.27181251205555201]
[180465,0.6,0.75,0.38529544139394334]
[180465,0.8,0.75,0.48366874557963097]
[180465,1,0.75,0.56931138687070026]
[180465,1.25,0.75,0.65839387899440627]
[180465,1.5,0.75,0.72883045071690344]
[180465,2,0.75,0.83282967916157657]
[180465,3,0.75,0.94476949784607467]
[180465,0.1,1,6.1563685462611796E-2]
[180465,0.2,1,0.11943033498360456]
[180465,0.4,1,0.22757667331061532]
[180465,0.6,1,0.32662508840738119]
[180465,0.8,1,0.41618980261042887]
[180465,1,1,0.49611007522664441]
[180465,1.25,1,0.58294219764675625]
[180465,1.5,1,0.65633639812254885]
[180465,2,1,0.76692599498489034]
[180465,3,1,0.89828328939754387]
[180465,0.1,2,3.4784285989841207E-2]
[180465,0.2,2,6.8539831543753663E-2]
[180465,0.4,2,0.13518292290876363]
[180465,0.6,2,0.20009001478814376]
[180465,0.8,2,0.26165370025075557]
[180465,1,2,0.32093486787115028]
[180465,1.25,2,0.39072847682119205]
[180465,1.5,2,0.45515334662123064]
[180465,2,2,0.56712531344435158]
[180465,3,2,0.73442422683726616]
[180465,0.1,3,2.3853918858098143E-2]
[180465,0.2,3,4.7193467498231848E-2]
[180465,0.4,3,9.364752780813991E-2]
[180465,0.6,3,0.13994084742493415]
[180465,0.8,3,0.18578409310100943]
[180465,1,3,0.23079148717289275]
[180465,1.25,3,0.28553976724747643]
[180465,1.5,3,0.33874493666816696]
[180465,2,3,0.43753616665595069]
[180465,3,3,0.60435285796952354]
[180465,0.1,5,1.4530958657493787E-2]
[180465,0.2,5,2.8740435928759786E-2]
[180465,0.4,5,5.7030797916800643E-2]
[180465,0.6,5,8.5289011766218809E-2]
[180465,0.8,5,0.11357937375425967]
[180465,1,5,0.14186973574230052]
[180465,1.25,5,0.17723268822735169]
[180465,1.5,5,0.21259564071240283]
[180465,2,5,0.28251784221693566]
[180465,3,5,0.41599691377869225]
[180465,0.1,10,7.5226644377291117E-3]
[180465,0.2,10,1.462740307336211E-2]
[180465,0.4,10,2.8901176621873623E-2]
[180465,0.6,10,4.3142802031762434E-2]
[180465,0.8,10,5.7384427441651127E-2]
[180465,1,10,7.1658200990162749E-2]
[180465,1.25,10,8.9468269787179353E-2]
[180465,1.5,10,0.10731048672281877]
[180465,2,10,0.1429949205940976]
[180465,3,10,0.21446023275252371]
[180470,0.1,0.5,9.7875235084630391E-2]
[180470,0.2,0.5,0.18670721459725503]
[180470,0.4,0.5,0.34396382697771199]
[180470,0.6,0.5,0.47277019727101754]
[180470,0.8,0.5,0.57576727621943902]
[180470,1,0.5,0.65931735424752913]
[180470,1.25,0.5,0.74074666880076834]
[180470,1.5,0.5,0.80276899683886194]
[180470,2,0.5,0.88203753351206438]
[180470,3,0.5,0.95718458645112237]
[180470,0.1,0.75,7.7707974870953544E-2]
[180470,0.2,0.75,0.14917370253291176]
[180470,0.4,0.75,0.28006082189588249]
[180470,0.6,0.75,0.39566243847785204]
[180470,0.8,0.75,0.49269737105357925]
[180470,1,0.75,0.57552718978832373]
[180470,1.25,0.75,0.65867712376455523]
[180470,1.5,0.75,0.72562122364051063]
[180470,2,0.75,0.81969509023248366]
[180470,3,0.75,0.91957104557640756]
[180470,0.1,1,6.4343163538874024E-2]
[180470,0.2,1,0.12468488655916128]
[180470,0.4,1,0.23740546596774839]
[180470,0.6,1,0.34012244407986875]
[180470,0.8,1,0.43051498539474214]
[180470,1,1,0.50966347885238683]
[180470,1.25,1,0.59473410427753992]
[180470,1.5,1,0.66439918370613416]
[180470,2,1,0.76583570085230679]
[180470,3,1,0.88139730302909047]
[180470,0.1,2,3.709335360729861E-2]
[180470,0.2,2,7.322636149013638E-2]
[180470,0.4,2,0.14385178664319151]
[180470,0.6,2,0.21199631867472282]
[180470,0.8,2,0.27697971269657079]
[180470,1,2,0.33916209835540789]
[180470,1.25,2,0.41298867592333238]
[180470,1.5,2,0.47893241566964107]
[180470,2,2,0.58797166980112836]
[180470,3,2,0.74242727381857465]
[180470,0.1,3,2.5849305750070058E-2]
[180470,0.2,3,5.1018366611980254E-2]
[180470,0.4,3,0.10107638749949982]
[180470,0.6,3,0.150014005041815]
[180470,0.8,3,0.19839142091152809]
[180470,1,3,0.24572846224640865]
[180470,1.25,3,0.30350926333480055]
[180470,1.5,3,0.3597295026209435]
[180470,2,3,0.46528750350126047]
[180470,3,3,0.62830619022848222]
[180470,0.1,5,1.616581969509023E-2]
[180470,0.2,5,3.189148093313595E-2]
[180470,0.4,5,6.326277459885557E-2]
[180470,0.6,5,9.46740826697611E-2]
[180470,0.8,5,0.1259253331199231]
[180470,1,5,0.15681645392341245]
[180470,1.25,5,0.1951902684966588]
[180470,1.5,5,0.23324396782841825]
[180470,2,5,0.30787083350006]
[180470,3,5,0.45192269216918091]
[180470,0.1,10,8.643111520147297E-3]
[180470,0.2,10,1.6806050178064028E-2]
[180470,0.4,10,3.3251970709455382E-2]
[180470,0.6,10,4.9657876835660822E-2]
[180470,0.8,10,6.6063782961866269E-2]
[180470,1,10,8.2509703493257619E-2]
[180470,1.25,10,0.10299707894842136]
[180470,1.5,10,0.12352446880877115]
[180470,2,10,0.16453923412428467]
[180470,3,10,0.24660877916049778]
[183090,0.1,0.5,0.1120770922802975]
[183090,0.2,0.5,0.21252749554833986]
[183090,0.4,0.5,0.38148109353723686]
[183090,0.6,0.5,0.51670681889598835]
[183090,0.8,0.5,0.6275269718236095]
[183090,1,0.5,0.71331308264376247]
[183090,1.25,0.5,0.79365245626898506]
[183090,1.5,0.5,0.85618518906462771]
[183090,2,0.5,0.92887818162773639]
[183090,3,0.5,0.9841835131454908]
[183090,0.1,0.75,8.8090499633392799E-2]
[183090,0.2,0.75,0.1697915575573479]
[183090,0.4,0.75,0.31402534827694562]
[183090,0.6,0.75,0.43563423064837126]
[183090,0.8,0.75,0.53639886875458265]
[183090,1,0.75,0.61893788624698864]
[183090,1.25,0.75,0.70262909814601437]
[183090,1.5,0.75,0.76914213889179839]
[183090,2,0.75,0.86288886561223432]
[183090,3,0.75,0.95810202157745883]
[183090,0.1,1,7.2902482455221504E-2]
[183090,0.2,1,0.14213889179847083]
[183090,0.4,1,0.26751859222792501]
[183090,0.6,1,0.37729129569498271]
[183090,0.8,1,0.47271394155232016]
[183090,1,1,0.55273908033937369]
[183090,1.25,1,0.63622080234628686]
[183090,1.5,1,0.70493348695925417]
[183090,2,1,0.80768827904053631]
[183090,3,1,0.91840368702210118]
[183090,0.1,2,4.3364407667330206E-2]
[183090,0.2,2,8.5576620928040234E-2]
[183090,0.4,2,0.16853461820467169]
[183090,0.6,2,0.24772179742327433]
[183090,0.8,2,0.32125274955483396]
[183090,1,2,0.38755630040850531]
[183090,1.25,2,0.46580077511260087]
[183090,1.5,2,0.53388499004923018]
[183090,2,2,0.63988687545825906]
[183090,3,2,0.79166230229391432]
[183090,0.1,3,3.1632973709018679E-2]
[183090,0.2,3,6.253273279564274E-2]
[183090,0.4,3,0.12391327118466532]
[183090,0.6,3,0.18466533989735001]
[183090,0.8,3,0.24332250968890753]
[183090,1,3,0.3001990153975071]
[183090,1.25,3,0.36618833141300933]
[183090,1.5,3,0.42641667539541223]
[183090,2,3,0.53419922488739924]
[183090,3,3,0.69131664397192838]
[183090,0.1,5,2.1158479103383258E-2]
[183090,0.2,5,4.189797842254115E-2]
[183090,0.4,5,8.3376977060856935E-2]
[183090,0.6,5,0.12464648580705993]
[183090,0.8,5,0.16602073949931923]
[183090,1,5,0.20739499319157853]
[183090,1.25,5,0.25735833246045886]
[183090,1.5,5,0.30595998743060648]
[183090,2,5,0.39844977479836596]
[183090,3,5,0.55022520163402122]
[183090,0.1,10,1.2045668796480592E-2]
[183090,0.2,10,2.3672357808735819E-2]
[183090,0.4,10,4.6820990887189787E-2]
[183090,0.6,10,6.9969623965643768E-2]
[183090,0.8,10,9.3223001990154028E-2]
[183090,1,10,0.116371635068608]
[183090,1.25,10,0.14496700534199228]
[183090,1.5,10,0.17314339583115118]
[183090,2,10,0.22949617680946902]
[183090,3,10,0.34063056457525931]
[184030,0.1,0.5,0.11087726011671281]
[184030,0.2,0.5,0.20989189706304404]
[184030,0.4,0.5,0.38113460250645742]
[184030,0.6,0.5,0.51851143212474882]
[184030,0.8,0.5,0.6266143690806466]
[184030,1,0.5,0.71472304601549785]
[184030,1.25,0.5,0.79843107241940114]
[184030,1.5,0.5,0.85850951879843118]
[184030,2,0.5,0.94173921362288338]
[184030,3,0.5,0.99378168946713863]
[184030,0.1,0.75,8.5908351669377186E-2]
[184030,0.2,0.75,0.1651200612264421]
[184030,0.4,0.75,0.30833253611403416]
[184030,0.6,0.75,0.43002008992633689]
[184030,0.8,0.75,0.53372237635128672]
[184030,1,0.75,0.61876973117765233]
[184030,1.25,0.75,0.70592174495360183]
[184030,1.5,0.75,0.77728881660767246]
[184030,2,0.75,0.87783411460824645]
[184030,3,0.75,0.97531809050033491]
[184030,0.1,1,7.0027743231608083E-2]
[184030,0.2,1,0.13651583277527979]
[184030,0.4,1,0.25782072132402178]
[184030,0.6,1,0.36726298670238205]
[184030,0.8,1,0.46388596575145885]
[184030,1,1,0.54682866162824062]
[184030,1.25,1,0.63206734908638662]
[184030,1.5,1,0.70400841863579833]
[184030,2,1,0.81852099875633788]
[184030,3,1,0.94374820625657718]
[184030,0.1,2,4.0275518989763649E-2]
[184030,0.2,2,7.9690041136515857E-2]
[184030,0.4,2,0.15679709174399689]
[184030,0.6,2,0.23017315603176111]
[184030,0.8,2,0.29953123505213808]
[184030,1,2,0.36477566248923754]
[184030,1.25,2,0.44188271309671867]
[184030,1.5,2,0.50961446474696248]
[184030,2,2,0.63120635224337507]
[184030,3,2,0.79852673873529134]
[184030,0.1,3,2.8412895819381886E-2]
[184030,0.2,3,5.6251793743422866E-2]
[184030,0.4,3,0.11125992538027364]
[184030,0.6,3,0.16473739596288142]
[184030,0.8,3,0.21706687075480727]
[184030,1,3,0.2688223476513919]
[184030,1.25,3,0.3312924519276762]
[184030,1.5,3,0.39146656462259638]
[184030,2,3,0.49966516789438431]
[184030,3,3,0.67970917439969392]
[184030,0.1,5,1.8176600019133217E-2]
[184030,0.2,5,3.5970534774705777E-2]
[184030,0.4,5,7.1367071654070482E-2]
[184030,0.6,5,0.10609394432220416]
[184030,0.8,5,0.1403424854108867]
[184030,1,5,0.17449536018367931]
[184030,1.25,5,0.21706687075480727]
[184030,1.5,5,0.25887305079881373]
[184030,2,5,0.34009375298957234]
[184030,3,5,0.49660384578589878]
[184030,0.1,10,9.9492968525781312E-3]
[184030,0.2,10,1.9420262125705481E-2]
[184030,0.4,10,3.8457858987850306E-2]
[184030,0.6,10,5.7495455849995131E-2]
[184030,0.8,10,7.6533052712139962E-2]
[184030,1,10,9.5474983258394666E-2]
[184030,1.25,10,0.11900889696737778]
[184030,1.5,10,0.14263847699225102]
[184030,2,10,0.18941930546254651]
[184030,3,10,0.28278962977135746]
[186915,0.1,0.5,0.11826367423733368]
[186915,0.2,0.5,0.2234914662007795]
[186915,0.4,0.5,0.40223088294584053]
[186915,0.6,0.5,0.54078752855798951]
[186915,0.8,0.5,0.65139094207767767]
[186915,1,0.5,0.73693052009138549]
[186915,1.25,0.5,0.8167585002015858]
[186915,1.5,0.5,0.87743582851767232]
[186915,2,0.5,0.94610939389866955]
[186915,3,0.5,0.99119741970165298]
[186915,0.1,0.75,9.387179142588363E-2]
[186915,0.2,0.75,0.17974734578685653]
[186915,0.4,0.75,0.33194463109797068]
[186915,0.6,0.75,0.45807015186130901]
[186915,0.8,0.75,0.5620884289746001]
[186915,1,0.75,0.647695202257761]
[186915,1.25,0.75,0.73484746673834167]
[186915,1.5,0.75,0.80526810912511759]
[186915,2,0.75,0.90559064641849218]
[186915,3,0.75,0.98326837790619537]
[186915,0.1,1,7.8080903104421381E-2]
[186915,0.2,1,0.15071898938314746]
[186915,0.4,1,0.28329525601397659]
[186915,0.6,1,0.3984007525870179]
[186915,0.8,1,0.49724499395242572]
[186915,1,1,0.58049993280473056]
[186915,1.25,1,0.66792097836312325]
[186915,1.5,1,0.73968552613895977]
[186915,2,1,0.85364870313129959]
[186915,3,1,0.96841822335707561]
[186915,0.1,2,4.6230345383684909E-2]
[186915,0.2,2,9.1452761725574441E-2]
[186915,0.4,2,0.17773148770326566]
[186915,0.6,2,0.25897056847197952]
[186915,0.8,2,0.33496841822335705]
[186915,1,2,0.40599381803521034]
[186915,1.25,2,0.49005510012095144]
[186915,1.5,2,0.56269318639967736]
[186915,2,2,0.68062088428974599]
[186915,3,2,0.84645880929982531]
[186915,0.1,3,3.3194463109797054E-2]
[186915,0.2,3,6.5716973525063824E-2]
[186915,0.4,3,0.12982126058325497]
[186915,0.6,3,0.19117054159387173]
[186915,0.8,3,0.25164628410159923]
[186915,1,3,0.30963580163956461]
[186915,1.25,3,0.37978766294852839]
[186915,1.5,3,0.44617658916812247]
[186915,2,3,0.56356672490256687]
[186915,3,3,0.74022308829458405]
[186915,0.1,5,2.1636876763875768E-2]
[186915,0.2,5,4.2601800833221362E-2]
[186915,0.4,5,8.426286789410023E-2]
[186915,0.6,5,0.12538637279935491]
[186915,0.8,5,0.16543475339336108]
[186915,1,5,0.20514715764010208]
[186915,1.25,5,0.25480446176589167]
[186915,1.5,5,0.30432737535277515]
[186915,2,5,0.40061819647896785]
[186915,3,5,0.57525870178739413]
[186915,0.1,10,1.202795323209248E-2]
[186915,0.2,10,2.3451149039107659E-2]
[186915,0.4,10,4.6364735922591015E-2]
[186915,0.6,10,6.9211127536621384E-2]
[186915,0.8,10,9.1923128611745758E-2]
[186915,1,10,0.11450073914796391]
[186915,1.25,10,0.14265555704878372]
[186915,1.5,10,0.17081037494960355]
[186915,2,10,0.22597769117054156]
[186915,3,10,0.33530439457062228]
[188005,0.1,0.5,9.377664109121911E-2]
[188005,0.2,0.5,0.18130150610969034]
[188005,0.4,0.5,0.3344700198920148]
[188005,0.6,0.5,0.46348394430235867]
[188005,0.8,0.5,0.56578573458368853]
[188005,1,0.5,0.64762716680875243]
[188005,1.25,0.5,0.72776356919579421]
[188005,1.5,0.5,0.78260869565217384]
[188005,2,0.5,0.86331344131855647]
[188005,3,0.5,0.95339585109406078]
[188005,0.1,0.75,7.1895424836601343E-2]
[188005,0.2,0.75,0.14038078999715833]
[188005,0.4,0.75,0.26740551292980969]
[188005,0.6,0.75,0.38135834043762434]
[188005,0.8,0.75,0.47712418300653592]
[188005,1,0.75,0.5558397271952259]
[188005,1.25,0.75,0.63824950269963066]
[188005,1.5,0.75,0.707019039499858]
[188005,2,0.75,0.80051150895140666]
[188005,3,0.75,0.89968741119636264]
[188005,0.1,1,5.7971014492753672E-2]
[188005,0.2,1,0.11423699914748511]
[188005,0.4,1,0.22023302074452966]
[188005,0.6,1,0.31940892298948564]
[188005,0.8,1,0.41148053424268255]
[188005,1,1,0.48763853367433935]
[188005,1.25,1,0.56805910770105139]
[188005,1.5,1,0.636260301221938]
[188005,2,1,0.74623472577436778]
[188005,3,1,0.86189258312020467]
[188005,0.1,2,3.2111395282750775E-2]
[188005,0.2,2,6.393861892583122E-2]
[188005,0.4,2,0.12702472293265132]
[188005,0.6,2,0.18954248366013079]
[188005,0.8,2,0.25149190110826947]
[188005,1,2,0.31059960215970445]
[188005,1.25,2,0.38078999715828366]
[188005,1.5,2,0.44813867576015914]
[188005,2,2,0.56067064506962205]
[188005,3,2,0.72549019607843135]
[188005,0.1,3,2.1881216254617777E-2]
[188005,0.2,3,4.3762432509235553E-2]
[188005,0.4,3,8.7240693378800777E-2]
[188005,0.6,3,0.13100312588803645]
[188005,0.8,3,0.17448138675760166]
[188005,1,3,0.21767547598749645]
[188005,1.25,3,0.27195225916453547]
[188005,1.5,3,0.32480818414322254]
[188005,2,3,0.4242682580278489]
[188005,3,3,0.5967604433077579]
[188005,0.1,5,1.3640238704177335E-2]
[188005,0.2,5,2.699630576868434E-2]
[188005,0.4,5,5.3708439897698225E-2]
[188005,0.6,5,8.0420574026712113E-2]
[188005,0.8,5,0.10713270815572612]
[188005,1,5,0.13384484228474]
[188005,1.25,5,0.16737709576584256]
[188005,1.5,5,0.20090934924694523]
[188005,2,5,0.26797385620915032]
[188005,3,5,0.40181869849389035]
[188005,0.1,10,7.1042909917589971E-3]
[188005,0.2,10,1.4208581983518121E-2]
[188005,0.4,10,2.8132992327365783E-2]
[188005,0.6,10,4.2057402671213447E-2]
[188005,0.8,10,5.6265984654731441E-2]
[188005,1,10,7.0190394998579236E-2]
[188005,1.25,10,8.7809036658141562E-2]
[188005,1.5,10,0.10542767831770389]
[188005,2,10,0.14038078999715833]
[188005,3,10,0.21057118499573746]
[188315,0.1,0.5,7.4742514588182818E-2]
[188315,0.2,0.5,0.14530786645834004]
[188315,0.4,0.5,0.27467236376391063]
[188315,0.6,0.5,0.38987914926182199]
[188315,0.8,0.5,0.490322374924269]
[188315,1,0.5,0.57622524791939034]
[188315,1.25,0.5,0.66729377252000888]
[188315,1.5,0.5,0.73916648066069324]
[188315,2,0.5,0.83954593284652912]
[188315,3,0.5,0.93695991836994996]
[188315,0.1,0.75,5.5833678772998351E-2]
[188315,0.2,0.75,0.10946717260291444]
[188315,0.4,0.75,0.21140907496572173]
[188315,0.6,0.75,0.30553872644367208]
[188315,0.8,0.75,0.39198367398998751]
[188315,1,0.75,0.47026561653008514]
[188315,1.25,0.75,0.55537132106756804]
[188315,1.5,0.75,0.62925289372150128]
[188315,2,0.75,0.74254647492108028]
[188315,3,0.75,0.87350530914192792]
[188315,0.1,1,4.4354452983004423E-2]
[188315,0.2,1,8.7465323172092796E-2]
[188315,0.4,1,0.17129555817735403]
[188315,0.6,1,0.25085297024967318]
[188315,0.8,1,0.32569114505277263]
[188315,1,1,0.39568253563343003]
[188315,1.25,1,0.4754312681355824]
[188315,1.5,1,0.54599662000573967]
[188315,2,1,0.66340359044673314]
[188315,3,1,0.81292050636140423]
[188315,0.1,2,2.3755620037626383E-2]
[188315,0.2,2,4.719237269219733E-2]
[188315,0.4,2,9.3715123879978324E-2]
[188315,0.6,2,0.14001466789962061]
[188315,0.8,2,0.1861547782277351]
[188315,1,2,0.23188036095787767]
[188315,1.25,2,0.2879691336373203]
[188315,1.5,2,0.34233602244826378]
[188315,2,2,0.44325754918529381]
[188315,3,2,0.61219348872803792]
[188315,0.1,3,1.6102802844297024E-2]
[188315,0.2,3,3.1950511782149769E-2]
[188315,0.4,3,6.3645929657855371E-2]
[188315,0.6,3,9.5341347533560855E-2]
[188315,0.8,3,0.12697299193265518]
[188315,1,3,0.15857274959344406]
[188315,1.25,3,0.19801664487739551]
[188315,1.5,3,0.23739676668473583]
[188315,2,3,0.31488154076719493]
[188315,3,3,0.46210261152386722]
[188315,0.1,5,9.9167756130225417E-3]
[188315,0.2,5,1.9546570581295223E-2]
[188315,0.4,5,3.8838047256146167E-2]
[188315,0.6,5,5.8161410669302686E-2]
[188315,0.8,5,7.7452887344153634E-2]
[188315,1,5,9.6776250757310042E-2]
[188315,1.25,5,0.12094639839290837]
[188315,1.5,5,0.14511654602850679]
[188315,2,5,0.19348872803800904]
[188315,3,5,0.28953158381429167]
[188315,0.1,10,5.2931985587194403E-3]
[188315,0.2,10,1.0076209304550204E-2]
[188315,0.4,10,1.9929211440961703E-2]
[188315,0.6,10,2.9750326839067625E-2]
[188315,0.8,10,3.957144223717355E-2]
[188315,1,10,4.9392557635279472E-2]
[188315,1.25,10,6.1700838621217509E-2]
[188315,1.5,10,7.4009119607155435E-2]
[188315,2,10,9.8593794840725807E-2]
[188315,3,10,0.14785880552278308]
[190736,0.1,0.5,8.0182629661929863E-2]
[190736,0.2,0.5,0.15208023393012865]
[190736,0.4,0.5,0.27807418047504229]
[190736,0.6,0.5,0.38157287231313802]
[190736,0.8,0.5,0.46786025752834348]
[190736,1,0.5,0.54068127019955881]
[190736,1.25,0.5,0.61663161134766331]
[190736,1.5,0.5,0.67867952598368642]
[190736,2,0.5,0.77543220643307842]
[190736,3,0.5,0.89614220489406449]
[190736,0.1,0.75,6.1611860667931929E-2]
[190736,0.2,0.75,0.1186066793207817]
[190736,0.4,0.75,0.22128456368952948]
[190736,0.6,0.75,0.30954701687785358]
[190736,0.8,0.75,0.38557430872620935]
[190736,1,0.75,0.45205971374339504]
[190736,1.25,0.75,0.52408556917867954]
[190736,1.5,0.75,0.58300415533781347]
[190736,2,0.75,0.68026984045554817]
[190736,3,0.75,0.81621607756630588]
[190736,0.1,1,4.9710152362386378E-2]
[190736,0.2,1,9.6906581849894813E-2]
[190736,0.4,1,0.18452777920279065]
[190736,0.6,1,0.26222233622325952]
[190736,0.8,1,0.33011850407838705]
[190736,1,1,0.39055045400913141]
[190736,1.25,1,0.45783101626224793]
[190736,1.5,1,0.51551839121735998]
[190736,2,1,0.60980864925870826]
[190736,3,1,0.75065408095213659]
[190736,0.1,2,2.7035346021648671E-2]
[190736,0.2,2,5.3634638075206333E-2]
[190736,0.4,2,0.1061150156466424]
[190736,0.6,2,0.15685117734571372]
[190736,0.8,2,0.2059457241060893]
[190736,1,2,0.25206484379007849]
[190736,1.25,2,0.30603293489970756]
[190736,1.5,2,0.35602523982968237]
[190736,2,2,0.44323603344790435]
[190736,3,2,0.57700200071820651]
[190736,0.1,3,1.8288616426409325E-2]
[190736,0.2,3,3.6372030985481953E-2]
[190736,0.4,3,7.253886010362684E-2]
[190736,0.6,3,0.10860308828810329]
[190736,0.8,3,0.14417996203765443]
[190736,1,3,0.17924383111886308]
[190736,1.25,3,0.22218232185912881]
[190736,1.5,3,0.26335094649361301]
[190736,2,3,0.34048119837890523]
[190736,3,3,0.47106653670548404]
[190736,0.1,5,1.1080900836197484E-2]
[190736,0.2,5,2.2033550505309463E-2]
[190736,0.4,5,4.3887549376699295E-2]
[190736,0.6,5,6.5792848714923247E-2]
[190736,0.8,5,8.7698148053147212E-2]
[190736,1,5,0.10960344739137116]
[190736,1.25,5,0.13699789668085965]
[190736,1.5,5,0.16439234597034832]
[190736,2,5,0.21895039244857123]
[190736,3,5,0.32375724619094026]
[190736,0.1,10,5.6687015851843367E-3]
[190736,0.2,10,1.1183501769866105E-2]
[190736,0.4,10,2.221310213922946E-2]
[190736,0.6,10,3.3242702508592813E-2]
[190736,0.8,10,4.4272302877956173E-2]
[190736,1,10,5.5301903247319525E-2]
[190736,1.25,10,6.9101728825732206E-2]
[190736,1.5,10,8.2901554404145067E-2]
[190736,2,10,0.11050120556097061]
[190736,3,10,0.16575180834145581]
[190770,0.1,0.5,8.5940185630800969E-2]
[190770,0.2,0.5,0.16344260758148693]
[190770,0.4,0.5,0.29904059501859431]
[190770,0.6,0.5,0.41238788712147251]
[190770,0.8,0.5,0.50482827588362122]
[190770,1,0.5,0.58098690584080759]
[190770,1.25,0.5,0.6591455982999469]
[190770,1.5,0.5,0.72308509640926277]
[190770,2,0.5,0.81774430450951585]
[190770,3,0.5,0.92871652239132474]
[190770,0.1,0.75,6.6002062564455094E-2]
[190770,0.2,0.75,0.1272227257101784]
[190770,0.4,0.75,0.2385699553111035]
[190770,0.6,0.75,0.33557298665583302]
[190770,0.8,0.75,0.41948185880808769]
[190770,1,0.75,0.49054657958061187]
[190770,1.25,0.75,0.56508015875496109]
[190770,1.5,0.75,0.62867589612175379]
[190770,2,0.75,0.72930404075127342]
[190770,3,0.75,0.86133941685677673]
[190770,0.1,1,5.33141660676896E-2]
[190770,0.2,1,0.10381574424200754]
[190770,0.4,1,0.19844370136566761]
[190770,0.6,1,0.28369636551142224]
[190770,0.8,1,0.35891746617081782]
[190770,1,1,0.42560705022031942]
[190770,1.25,1,0.49682802587580865]
[190770,1.5,1,0.55751742241945046]
[190770,2,1,0.65930185318291201]
[190770,3,1,0.80252507890871594]
[190770,0.1,2,2.8969655301728167E-2]
[190770,0.2,2,5.7501796931154099E-2]
[190770,0.4,2,0.11384730772836643]
[190770,0.6,2,0.16875527360230003]
[190770,0.8,2,0.22206943966998963]
[190770,1,2,0.27232101003156345]
[190770,1.25,2,0.33172911653489168]
[190770,1.5,2,0.38619956873652306]
[190770,2,2,0.47973374167942745]
[190770,3,2,0.62242570080315007]
[190770,0.1,3,1.9656864277008589E-2]
[190770,0.2,3,3.9063720741273164E-2]
[190770,0.4,3,7.7814931716616104E-2]
[190770,0.6,3,0.11650364073877303]
[190770,0.8,3,0.15472358511203477]
[190770,1,3,0.19250601581299417]
[190770,1.25,3,0.2392262258195568]
[190770,1.5,3,0.28419638113691048]
[190770,2,3,0.36826150817213038]
[190770,3,3,0.50879714991093472]
[190770,0.1,5,1.1937873058533013E-2]
[190770,0.2,5,2.3688240257508021E-2]
[190770,0.4,5,4.7188974655457926E-2]
[190770,0.6,5,7.0689709053407934E-2]
[190770,0.8,5,9.4221694427950781E-2]
[190770,1,5,0.11775367980249374]
[190770,1.25,5,0.1471920997531172]
[190770,1.5,5,0.17659926872714773]
[190770,2,5,0.2353823556986156]
[190770,3,5,0.34841713803556357]
[190770,0.1,10,6.1251914122315686E-3]
[190770,0.2,10,1.2031625988312073E-2]
[190770,0.4,10,2.3844495140473081E-2]
[190770,0.6,10,3.5657364292634094E-2]
[190770,0.8,10,4.7470233444795097E-2]
[190770,1,10,5.9314353573549167E-2]
[190770,1.25,10,7.4096065502046907E-2]
[190770,1.5,10,8.8877777430544633E-2]
[190770,2,10,0.11847245226413328]
[190770,3,10,0.17769305290790338]
[193985,0.1,0.5,8.4553412347974269E-2]
[193985,0.2,0.5,0.16225114261368037]
[193985,0.4,0.5,0.29750561623673411]
[193985,0.6,0.5,0.40866837090402053]
[193985,0.8,0.5,0.50123944534820664]
[193985,1,0.5,0.57932450228522736]
[193985,1.25,0.5,0.66101169726547371]
[193985,1.5,0.5,0.7273994887287939]
[193985,2,0.5,0.82198466186381591]
[193985,3,0.5,0.93097838717174064]
[193985,0.1,0.75,6.479975211093042E-2]
[193985,0.2,0.75,0.12576497017584629]
[193985,0.4,0.75,0.23727631884731587]
[193985,0.6,0.75,0.33228755132078397]
[193985,0.8,0.75,0.41509799364784261]
[193985,1,0.75,0.48609497249980632]
[193985,1.25,0.75,0.56270818808583167]
[193985,1.5,0.75,0.62766287086528783]
[193985,2,0.75,0.73065303276783633]
[193985,3,0.75,0.86517158571539243]
[193985,0.1,1,5.2482763963126518E-2]
[193985,0.2,1,0.10275776589975993]
[193985,0.4,1,0.1974591370361764]
[193985,0.6,1,0.28162522271283602]
[193985,0.8,1,0.35606940893949962]
[193985,1,1,0.42218607173289957]
[193985,1.25,1,0.4928344565806802]
[193985,1.5,1,0.55534898133085442]
[193985,2,1,0.65783561856069417]
[193985,3,1,0.80153381361840581]
[193985,0.1,2,2.9165698349988382E-2]
[193985,0.2,2,5.7789139360136368E-2]
[193985,0.4,2,0.11433883337206606]
[193985,0.6,2,0.16988147803857784]
[193985,0.8,2,0.22313889534433351]
[193985,1,2,0.27399488728793869]
[193985,1.25,2,0.33251994732357271]
[193985,1.5,2,0.38662948330622049]
[193985,2,2,0.4793167557518011]
[193985,3,2,0.62138817878999142]
[193985,0.1,3,1.9908590905569869E-2]
[193985,0.2,3,3.9662251142613715E-2]
[193985,0.4,3,7.8820977612518398E-2]
[193985,0.6,3,0.11790223874816021]
[193985,0.8,3,0.1566736385467504]
[193985,1,3,0.19467038500271128]
[193985,1.25,3,0.24149817956464492]
[193985,1.5,3,0.28646680610426833]
[193985,2,3,0.37098148578511125]
[193985,3,3,0.51111627546672866]
[193985,0.1,5,1.2084592145015151E-2]
[193985,0.2,5,2.409171895576729E-2]
[193985,0.4,5,4.8028507243008826E-2]
[193985,0.6,5,7.1965295530250231E-2]
[193985,0.8,5,9.5940816484623131E-2]
[193985,1,5,0.11991633743899605]
[193985,1.25,5,0.1498566891316136]
[193985,1.5,5,0.17964211015570539]
[193985,2,5,0.2381671701913394]
[193985,3,5,0.3535130529088234]
[193985,0.1,10,6.2359594081648987E-3]
[193985,0.2,10,1.2278255480672405E-2]
[193985,0.4,10,2.4479045627081936E-2]
[193985,0.6,10,3.6602370439228454E-2]
[193985,0.8,10,4.8803160585637988E-2]
[193985,1,10,6.0965218064916012E-2]
[193985,1.25,10,7.6148423580447794E-2]
[193985,1.5,10,9.1370361763111071E-2]
[193985,2,10,0.12181423812843764]
[193985,3,10,0.18270199085909064]
[200164,0.1,0.5,9.2716606966723833E-2]
[200164,0.2,0.5,0.17556974510720039]
[200164,0.4,0.5,0.32289882157504035]
[200164,0.6,0.5,0.44915122255100454]
[200164,0.8,0.5,0.55474225198567206]
[200164,1,0.5,0.64205990759487108]
[200164,1.25,0.5,0.73275190780252297]
[200164,1.5,0.5,0.80122514665420752]
[200164,2,0.5,0.89461662254062191]
[200164,3,0.5,0.98224575611275511]
[200164,0.1,0.75,7.1536105487203447E-2]
[200164,0.2,0.75,0.13725795566630336]
[200164,0.4,0.75,0.25847479624149927]
[200164,0.6,0.75,0.36702486632404097]
[200164,0.8,0.75,0.46405025177802012]
[200164,1,0.75,0.54773399781965426]
[200164,1.25,0.75,0.63614182629912264]
[200164,1.5,0.75,0.71011784249597676]
[200164,2,0.75,0.81441104708508549]
[200164,3,0.75,0.93806779836993193]
[200164,0.1,1,5.767533613663503E-2]
[200164,0.2,1,0.11208015366246184]
[200164,0.4,1,0.21419301251103157]
[200164,0.6,1,0.30898613923064949]
[200164,0.8,1,0.39708248974718374]
[200164,1,1,0.47635363131391795]
[200164,1.25,1,0.56367128692311697]
[200164,1.5,1,0.6379068680890827]
[200164,2,1,0.75133675959092572]
[200164,3,1,0.88490889269584183]
[200164,0.1,2,3.1718839225458165E-2]
[200164,0.2,2,6.2814722525048064E-2]
[200164,0.4,2,0.12344909930955718]
[200164,0.6,2,0.18288947723615226]
[200164,0.8,2,0.24144733426776729]
[200164,1,2,0.29798058454031051]
[200164,1.25,2,0.36557130249701503]
[200164,1.5,2,0.4306182837564243]
[200164,2,2,0.54877225769610138]
[200164,3,2,0.72226548305040761]
[200164,0.1,3,2.1491979442454522E-2]
[200164,0.2,3,4.262056792815249E-2]
[200164,0.4,3,8.467009292425895E-2]
[200164,0.6,3,0.12625240097596438]
[200164,0.8,3,0.16736749208326843]
[200164,1,3,0.20822301822146086]
[200164,1.25,3,0.25914966516118987]
[200164,1.5,3,0.30960909515651774]
[200164,2,3,0.40751700150547687]
[200164,3,3,0.58163318278565135]
[200164,0.1,5,1.3082074443233267E-2]
[200164,0.2,5,2.5852670923532214E-2]
[200164,0.4,5,5.134195089030788E-2]
[200164,0.6,5,7.6831230857083543E-2]
[200164,0.8,5,0.10221668483621456]
[200164,1,5,0.12760213881534557]
[200164,1.25,5,0.15932097804080372]
[200164,1.5,5,0.19109173026008414]
[200164,2,5,0.25447749571717804]
[200164,3,5,0.37979546280434001]
[200164,0.1,10,6.9563411721954172E-3]
[200164,0.2,10,1.3133987437055499E-2]
[200164,0.4,10,2.6008409904999284E-2]
[200164,0.6,10,3.883091937912065E-2]
[200164,0.8,10,5.1653428853242013E-2]
[200164,1,10,6.4475938327363383E-2]
[200164,1.25,10,8.0517053418470735E-2]
[200164,1.5,10,9.6558168509578088E-2]
[200164,2,10,0.12869231168561504]
[200164,3,10,0.19290868504386652]
[200662,0.1,0.5,8.2814387954270846E-2]
[200662,0.2,0.5,0.15842550422901752]
[200662,0.4,0.5,0.29217399386560094]
[200662,0.6,0.5,0.40603215912259505]
[200662,0.8,0.5,0.50381076308207084]
[200662,1,0.5,0.5870898782414723]
[200662,1.25,0.5,0.67125197509062184]
[200662,1.5,0.5,0.7367785110140348]
[200662,2,0.5,0.82879449762989121]
[200662,3,0.5,0.93326517334324754]
[200662,0.1,0.75,6.2924063574681624E-2]
[200662,0.2,0.75,0.12217678222883173]
[200662,0.4,0.75,0.23194534808067663]
[200662,0.6,0.75,0.3286550794683521]
[200662,0.8,0.75,0.41481550329956313]
[200662,1,0.75,0.49228552839483219]
[200662,1.25,0.75,0.57565758899525976]
[200662,1.5,0.75,0.64346128822381266]
[200662,2,0.75,0.74528301886792447]
[200662,3,0.75,0.86824983734547811]
[200662,0.1,1,5.070173807974724E-2]
[200662,0.2,1,9.926573101589363E-2]
[200662,0.4,1,0.19183939027790686]
[200662,0.6,1,0.27702388697834374]
[200662,0.8,1,0.35481922111720426]
[200662,1,1,0.42582953806115809]
[200662,1.25,1,0.504740217492332]
[200662,1.5,1,0.57356631657217216]
[200662,2,1,0.67873408309322425]
[200662,3,1,0.81308671809647748]
[200662,0.1,2,2.8208941351426681E-2]
[200662,0.2,2,5.5906682777209747E-2]
[200662,0.4,2,0.11065154754159309]
[200662,0.6,2,0.16446695789571528]
[200662,0.8,2,0.21725996839855008]
[200662,1,2,0.26833348824240172]
[200662,1.25,2,0.33065340645041363]
[200662,1.5,2,0.38855841620968495]
[200662,2,2,0.49154196486662327]
[200662,3,2,0.65029277813923225]
[200662,0.1,3,1.9472069894971675E-2]
[200662,0.2,3,3.8618830746351869E-2]
[200662,0.4,3,7.6819407008086357E-2]
[200662,0.6,3,0.1148805651082815]
[200662,0.8,3,0.15275583232642434]
[200662,1,3,0.19063109954456733]
[200662,1.25,3,0.23728971093967849]
[200662,1.5,3,0.28297239520401524]
[200662,2,3,0.37071289153267034]
[200662,3,3,0.52449112371038209]
[200662,0.1,5,1.2129380053908319E-2]
[200662,0.2,5,2.3886978343712211E-2]
[200662,0.4,5,4.7355702202807042E-2]
[200662,0.6,5,7.0870898782414815E-2]
[200662,0.8,5,9.4339622641509482E-2]
[200662,1,5,0.11785481922111726]
[200662,1.25,5,0.14722557858537036]
[200662,1.5,5,0.17664281067013671]
[200662,2,5,0.23543080211915599]
[200662,3,5,0.351473185240264]
[200662,0.1,10,6.4597081513151477E-3]
[200662,0.2,10,1.2408216376986683E-2]
[200662,0.4,10,2.4491123710382052E-2]
[200662,0.6,10,3.6574031043777259E-2]
[200662,0.8,10,4.861046565665951E-2]
[200662,1,10,6.0693372990054881E-2]
[200662,1.25,10,7.5797007156798962E-2]
[200662,1.5,10,9.0947114044056171E-2]
[200662,2,10,0.12115438237754435]
[200662,3,10,0.18161539176503397]
[202846,0.1,0.5,9.1543320448760263E-2]
[202846,0.2,0.5,0.1752144810031111]
[202846,0.4,0.5,0.32676534364099175]
[202846,0.6,0.5,0.45715093805977181]
[202846,0.8,0.5,0.56462713302536061]
[202846,1,0.5,0.65315357782596395]
[202846,1.25,0.5,0.73918167248043742]
[202846,1.5,0.5,0.80220609031771484]
[202846,2,0.5,0.8889884038842274]
[202846,3,0.5,0.97209390025454889]
[202846,0.1,0.75,7.0472329593664451E-2]
[202846,0.2,0.75,0.13623079098708388]
[202846,0.4,0.75,0.25940416705948893]
[202846,0.6,0.75,0.37126425945130576]
[202846,0.8,0.75,0.46902988592438954]
[202846,1,0.75,0.55435090034882617]
[202846,1.25,0.75,0.64523427924955212]
[202846,1.5,0.75,0.71872348449137369]
[202846,2,0.75,0.82195719807674172]
[202846,3,0.75,0.93447723201659283]
[202846,0.1,1,5.7132082586970862E-2]
[202846,0.2,1,0.11115301216177982]
[202846,0.4,1,0.21452814179315541]
[202846,0.6,1,0.31153954935419997]
[202846,0.8,1,0.3998774394267936]
[202846,1,1,0.4787875930988969]
[202846,1.25,1,0.56679551239747339]
[202846,1.5,1,0.64212312623739043]
[202846,2,1,0.75992269256151601]
[202846,3,1,0.89558781936457055]
[202846,0.1,2,3.1488639577637374E-2]
[202846,0.2,2,6.208164419722826E-2]
[202846,0.4,2,0.12270198925238042]
[202846,0.6,2,0.18256811539549345]
[202846,0.8,2,0.24139719053455261]
[202846,1,2,0.29909493730555292]
[202846,1.25,2,0.36857735457716601]
[202846,1.5,2,0.43320448760252661]
[202846,2,2,0.54883567455453941]
[202846,3,2,0.72494579051569707]
[202846,0.1,3,2.1306684265107862E-2]
[202846,0.2,3,4.2189120392193816E-2]
[202846,0.4,3,8.371829923635335E-2]
[202846,0.6,3,0.12515320071650787]
[202846,0.8,3,0.16639954746865268]
[202846,1,3,0.20726878476477792]
[202846,1.25,3,0.25794286791741294]
[202846,1.5,3,0.30772131611200149]
[202846,2,3,0.40586405204110493]
[202846,3,3,0.58173847459225037]
[202846,0.1,5,1.3010276232676525E-2]
[202846,0.2,5,2.5643443009333317E-2]
[202846,0.4,5,5.0862637880644719E-2]
[202846,0.6,5,7.6034694069953793E-2]
[202846,0.8,5,0.10120675025926268]
[202846,1,5,0.12642594513057409]
[202846,1.25,5,0.15791458470821146]
[202846,1.5,5,0.18926180823984148]
[202846,2,5,0.25200339398510413]
[202846,3,5,0.37583671160554349]
[202846,0.1,10,6.929386254360256E-3]
[202846,0.2,10,1.3198830960686227E-2]
[202846,0.4,10,2.5973413783350541E-2]
[202846,0.6,10,3.8747996606014856E-2]
[202846,0.8,10,5.1522579428679174E-2]
[202846,1,10,6.4297162251343326E-2]
[202846,1.25,10,8.0230036768171878E-2]
[202846,1.5,10,9.6210049967002942E-2]
[202846,2,10,0.12817007636466474]
[202846,3,10,0.19213726784199101]
[203170,0.1,0.5,8.9915842315074476E-2]
[203170,0.2,0.5,0.17205571140312018]
[203170,0.4,0.5,0.31620650622570007]
[203170,0.6,0.5,0.43456863034598153]
[203170,0.8,0.5,0.53176829568384276]
[203170,1,0.5,0.61149662877110089]
[203170,1.25,0.5,0.69191397214429839]
[203170,1.5,0.5,0.75884639992125591]
[203170,2,0.5,0.85432353954426887]
[203170,3,0.5,0.95339337565825089]
[203170,0.1,0.75,6.8605738471381392E-2]
[203170,0.2,0.75,0.1334219203700969]
[203170,0.4,0.75,0.25094738914316644]
[203170,0.6,0.75,0.35538166248338987]
[203170,0.8,0.75,0.44564200994143416]
[203170,1,0.75,0.52374624735469266]
[203170,1.25,0.75,0.60322850533982975]
[203170,1.5,0.75,0.66873369752448442]
[203170,2,0.75,0.77124858506816285]
[203170,3,0.75,0.89276047049559537]
[203170,0.1,1,5.5514543038535369E-2]
[203170,0.2,1,0.10920813032137397]
[203170,0.4,1,0.20916383680299228]
[203170,0.6,1,0.30050691471036961]
[203170,0.8,1,0.38333579408435453]
[203170,1,1,0.45676460455731083]
[203170,1.25,1,0.53649293764456918]
[203170,1.5,1,0.60342536542152669]
[203170,2,1,0.70741670357793196]
[203170,3,1,0.84078940892760468]
[203170,0.1,2,3.1349968010236748E-2]
[203170,0.2,2,6.2158570795806792E-2]
[203170,0.4,2,0.12333284118312911]
[203170,0.6,2,0.18273537083517877]
[203170,0.8,2,0.24007086962941082]
[203170,1,2,0.29494561740243114]
[203170,1.25,2,0.35961415423987397]
[203170,1.5,2,0.42064077956592349]
[203170,2,2,0.52610856833505582]
[203170,3,2,0.68669717997932966]
[203170,0.1,3,2.1802254047935326E-2]
[203170,0.2,3,4.330921797332541E-2]
[203170,0.4,3,8.6027855701560005E-2]
[203170,0.6,3,0.12869727840937048]
[203170,0.8,3,0.17102219597421123]
[203170,1,3,0.21241202815099164]
[203170,1.25,3,0.2630050691471037]
[203170,1.5,3,0.31222008957133718]
[203170,2,3,0.40390767262168409]
[203170,3,3,0.56533293961316988]
[203170,0.1,5,1.3681775677936842E-2]
[203170,0.2,5,2.7019046212904154E-2]
[203170,0.4,5,5.3693587282838601E-2]
[203170,0.6,5,8.0368128352773224E-2]
[203170,0.8,5,0.10704266942270785]
[203170,1,5,0.13376642551306658]
[203170,1.25,5,0.16713420936069692]
[203170,1.5,5,0.20030513312663026]
[203170,2,5,0.26590875535213343]
[203170,3,5,0.3912594123726561]
[203170,0.1,10,7.2838230227865392E-3]
[203170,0.2,10,1.4075495841330667E-2]
[203170,0.4,10,2.7757271519267684E-2]
[203170,0.6,10,4.1488262217628823E-2]
[203170,0.8,10,5.5219252915989954E-2]
[203170,1,10,6.8950243614351092E-2]
[203170,1.25,10,8.612628574240859E-2]
[203170,1.5,10,0.10330232787046609]
[203170,2,10,0.13770362714700518]
[203170,3,10,0.20655544072050785]
[203333,0.1,0.5,8.7263442475217834E-2]
[203333,0.2,0.5,0.16727996395313915]
[203333,0.4,0.5,0.31127966356263148]
[203333,0.6,0.5,0.43455241814358669]
[203333,0.8,0.5,0.53679783718834484]
[203333,1,0.5,0.62297236407329526]
[203333,1.25,0.5,0.70933463502553318]
[203333,1.5,0.5,0.77684740162210875]
[203333,2,0.5,0.8671898468008411]
[203333,3,0.5,0.96023580654851304]
[203333,0.1,0.75,6.7587864223490557E-2]
[203333,0.2,0.75,0.1306698708320817]
[203333,0.4,0.75,0.24812255932712526]
[203333,0.6,0.75,0.35337188344848308]
[203333,0.8,0.75,0.44641784319615502]
[203333,1,0.75,0.52782367077200365]
[203333,1.25,0.75,0.61351006308200662]
[203333,1.5,0.75,0.68489035746470417]
[203333,2,0.75,0.79520877140282364]
[203333,3,0.75,0.91536497446680676]
[203333,0.1,1,5.5046560528687331E-2]
[203333,0.2,1,0.1072018624211475]
[203333,0.4,1,0.20618053469510375]
[203333,0.6,1,0.29768699309101831]
[203333,0.8,1,0.38183388404926405]
[203333,1,1,0.45779513367377594]
[203333,1.25,1,0.54074046260138187]
[203333,1.5,1,0.61148242715530199]
[203333,2,1,0.72506758786422354]
[203333,3,1,0.8720711925503154]
[203333,0.1,2,3.0564734154400721E-2]
[203333,0.2,2,6.0265845599279076E-2]
[203333,0.4,2,0.11917993391408842]
[203333,0.6,2,0.17730549714629021]
[203333,0.8,2,0.23355361970561739]
[203333,1,2,0.28811204565935722]
[203333,1.25,2,0.3537098227696005]
[203333,1.5,2,0.41495193751877446]
[203333,2,2,0.52527035145689394]
[203333,3,2,0.69660558726344246]
[203333,0.1,3,2.0802042655452165E-2]
[203333,0.2,3,4.104085310904175E-2]
[203333,0.4,3,8.1368278762391166E-2]
[203333,0.6,3,0.12158305797536809]
[203333,0.8,3,0.1615725443075999]
[203333,1,3,0.20141183538600183]
[203333,1.25,3,0.25067587864223495]
[203333,1.5,3,0.29892610393511571]
[203333,2,3,0.39110844097326525]
[203333,3,3,0.55711174526884955]
[203333,0.1,5,1.2691498948633259E-2]
[203333,0.2,5,2.5007509762691511E-2]
[203333,0.4,5,4.9526884950435661E-2]
[203333,0.6,5,7.4008711324722143E-2]
[203333,0.8,5,9.8490537699008743E-2]
[203333,1,5,0.12300991288675277]
[203333,1.25,5,0.15357464704115348]
[203333,1.5,5,0.18402673475518172]
[203333,2,5,0.24481826374286583]
[203333,3,5,0.3654250525683389]
[203333,0.1,10,6.6836887954340946E-3]
[203333,0.2,10,1.2766596575548206E-2]
[203333,0.4,10,2.515770501652154E-2]
[203333,0.6,10,3.7511264644037333E-2]
[203333,0.8,10,4.9864824271553129E-2]
[203333,1,10,6.2218383899068787E-2]
[203333,1.25,10,7.7688495043556724E-2]
[203333,1.5,10,9.312105737458698E-2]
[203333,2,10,0.1240612796635627]
[203333,3,10,0.18601682186842897]
[203580,0.1,0.5,8.383191874217337E-2]
[203580,0.2,0.5,0.16133296229302913]
[203580,0.4,0.5,0.29810769444830942]
[203580,0.6,0.5,0.41206344789202726]
[203580,0.8,0.5,0.50980937804368998]
[203580,1,0.5,0.59197161541672461]
[203580,1.25,0.5,0.67531654375956596]
[203580,1.5,0.5,0.74064282732711839]
[203580,2,0.5,0.8356059551968833]
[203580,3,0.5,0.94636148601641845]
[203580,0.1,0.75,6.316961179908176E-2]
[203580,0.2,0.75,0.123625991373313]
[203580,0.4,0.75,0.23465980242103807]
[203580,0.6,0.75,0.33226659245860579]
[203580,0.8,0.75,0.41797690274106031]
[203580,1,0.75,0.49568665646305832]
[203580,1.25,0.75,0.57819674412133015]
[203580,1.5,0.75,0.6456796994573536]
[203580,2,0.75,0.7510087658271879]
[203580,3,0.75,0.88360929455962156]
[203580,0.1,1,5.0716571587588771E-2]
[203580,0.2,1,0.10011131209127591]
[203580,0.4,1,0.19382217893418682]
[203580,0.6,1,0.27855850841797697]
[203580,0.8,1,0.35598998191178521]
[203580,1,1,0.42583831918742177]
[203580,1.25,1,0.50424377347989424]
[203580,1.5,1,0.57297898984277174]
[203580,2,1,0.68150827883678855]
[203580,3,1,0.82503130652567136]
[203580,0.1,2,2.7897592876026143E-2]
[203580,0.2,2,5.5516905523862528E-2]
[203580,0.4,2,0.11054682064839295]
[203580,0.6,2,0.16460275497425916]
[203580,0.8,2,0.21747599833031872]
[203580,1,2,0.26888827048838182]
[203580,1.25,2,0.32899679977737589]
[203580,1.5,2,0.38618338667037705]
[203580,2,2,0.48866008070126621]
[203580,3,2,0.64658411019897033]
[203580,0.1,3,1.9410045916237646E-2]
[203580,0.2,3,3.8402671490190714E-2]
[203580,0.4,3,7.6527062752191552E-2]
[203580,0.6,3,0.11465145401419227]
[203580,0.8,3,0.15235842493390853]
[203580,1,3,0.18992625573952973]
[203580,1.25,3,0.23632948379017671]
[203580,1.5,3,0.28189787115625442]
[203580,2,3,0.36795603172394598]
[203580,3,3,0.52205370808404061]
[203580,0.1,5,1.2244330040350644E-2]
[203580,0.2,5,2.4210379852511531E-2]
[203580,0.4,5,4.8072909419785773E-2]
[203580,0.6,5,7.2005009044107421E-2]
[203580,0.8,5,9.5937108668429194E-2]
[203580,1,5,0.11986920829275084]
[203580,1.25,5,0.14978433282315295]
[203580,1.5,5,0.17969945735355503]
[203580,2,5,0.2393905663002644]
[203580,3,5,0.35466815082788372]
[203580,0.1,10,6.7482955336024284E-3]
[203580,0.2,10,1.2940030610825097E-2]
[203580,0.4,10,2.5532210936413027E-2]
[203580,0.6,10,3.8124391262000838E-2]
[203580,0.8,10,5.0716571587588771E-2]
[203580,1,10,6.3308751913176572E-2]
[203580,1.25,10,7.9101154862947012E-2]
[203580,1.5,10,9.4893557812717452E-2]
[203580,2,10,0.12647836371225835]
[203580,3,10,0.18964797551133997]
[204090,0.1,0.5,0.10225908545236269]
[204090,0.2,0.5,0.19687875150060027]
[204090,0.4,0.5,0.35899814471243047]
[204090,0.6,0.5,0.49421586816544799]
[204090,0.8,0.5,0.60482374768089053]
[204090,1,0.5,0.69251336898395721]
[204090,1.25,0.5,0.77698352068099974]
[204090,1.5,0.5,0.83935392338753689]
[204090,2,0.5,0.91476590636254496]
[204090,3,0.5,0.98232020080759563]
[204090,0.1,0.75,7.8795154425406466E-2]
[204090,0.2,0.75,0.15398886827458261]
[204090,0.4,0.75,0.2888246207573939]
[204090,0.6,0.75,0.40761759249154211]
[204090,0.8,0.75,0.51074975444723347]
[204090,1,0.75,0.59663865546218486]
[204090,1.25,0.75,0.68531048783149628]
[204090,1.5,0.75,0.75395612790570776]
[204090,2,0.75,0.85501473316599363]
[204090,3,0.75,0.95618247298919568]
[204090,0.1,1,6.3680017461530153E-2]
[204090,0.2,1,0.12566844919786099]
[204090,0.4,1,0.24020517297828228]
[204090,0.6,1,0.34475608425188264]
[204090,0.8,1,0.43981228855178439]
[204090,1,1,0.52324566190112409]
[204090,1.25,1,0.61137182145585511]
[204090,1.5,1,0.68416457492087746]
[204090,2,1,0.79379024337007531]
[204090,3,1,0.92207792207792205]
[204090,0.1,2,3.5141329258976423E-2]
[204090,0.2,2,6.990068754774631E-2]
[204090,0.4,2,0.13925570228091244]
[204090,0.6,2,0.20648259303721492]
[204090,0.8,2,0.27038087962457708]
[204090,1,2,0.33264214776819817]
[204090,1.25,2,0.40739932336570994]
[204090,1.5,2,0.47855505838699119]
[204090,2,2,0.60335043108152353]
[204090,3,2,0.77660154971079332]
[204090,0.1,3,2.4118738404452698E-2]
[204090,0.2,3,4.7910073120157159E-2]
[204090,0.4,3,9.5492742551566076E-2]
[204090,0.6,3,0.14296627742005899]
[204090,0.8,3,0.19043981228855178]
[204090,1,3,0.23682200152788388]
[204090,1.25,3,0.29384481065153334]
[204090,1.5,3,0.34933973589435779]
[204090,2,3,0.45465458910837064]
[204090,3,3,0.64334824839026528]
[204090,0.1,5,1.4951435119502395E-2]
[204090,0.2,5,2.9575466550256554E-2]
[204090,0.4,5,5.8768962130306759E-2]
[204090,0.6,5,8.8017024991814879E-2]
[204090,0.8,5,0.1172105205718651]
[204090,1,5,0.1464585834333734]
[204090,1.25,5,0.18301866201025871]
[204090,1.5,5,0.21952417330568588]
[204090,2,5,0.29122558114154751]
[204090,3,5,0.43364618574702612]
[204090,0.1,10,7.9122558114154522E-3]
[204090,0.2,10,1.5333406089708545E-2]
[204090,0.4,10,3.028484120921094E-2]
[204090,0.6,10,4.5290843610171438E-2]
[204090,0.8,10,6.0242278729673644E-2]
[204090,1,10,7.5248281130634143E-2]
[204090,1.25,10,9.3964858670741086E-2]
[204090,1.5,10,0.11273600349230595]
[204090,2,10,0.15027829313543606]
[204090,3,10,0.22476263232565752]
[204155,0.1,0.5,0.10127963495684943]
[204155,0.2,0.5,0.19298680686439829]
[204155,0.4,0.5,0.35229639916674932]
[204155,0.6,0.5,0.486906060906656]
[204155,0.8,0.5,0.59572463049300661]
[204155,1,0.5,0.68361273683166357]
[204155,1.25,0.5,0.76921932347981359]
[204155,1.5,0.5,0.83230830274774326]
[204155,2,0.5,0.91359984128558669]
[204155,3,0.5,0.98447574645372493]
[204155,0.1,0.75,7.7174883444102643E-2]
[204155,0.2,0.75,0.1498859240154746]
[204155,0.4,0.75,0.28206527130245013]
[204155,0.6,0.75,0.39981152663426239]
[204155,0.8,0.75,0.50267830572363859]
[204155,1,0.75,0.58977283999603203]
[204155,1.25,0.75,0.68028965380418605]
[204155,1.5,0.75,0.7542406507290943]
[204155,2,0.75,0.85214760440432491]
[204155,3,0.75,0.95124491617895046]
[204155,0.1,1,6.2196210693383484E-2]
[204155,0.2,1,0.12206130344211877]
[204155,0.4,1,0.23425255431008823]
[204155,0.6,1,0.33761531594087885]
[204155,0.8,1,0.43219918658863204]
[204155,1,1,0.51626822735839695]
[204155,1.25,1,0.60693383592897521]
[204155,1.5,1,0.68331514730681475]
[204155,2,1,0.79714314056145219]
[204155,3,1,0.91483979763912315]
[204155,0.1,2,3.4917170915583808E-2]
[204155,0.2,2,6.9139966273187109E-2]
[204155,0.4,2,0.13654399365142347]
[204155,0.6,2,0.20250967165955752]
[204155,0.8,2,0.26693780378930659]
[204155,1,2,0.32923321099097314]
[204155,1.25,2,0.40358099394901292]
[204155,1.5,2,0.47331613927189764]
[204155,2,2,0.59547663922229932]
[204155,3,2,0.7804781271699236]
[204155,0.1,3,2.4154349766888124E-2]
[204155,0.2,3,4.786231524650332E-2]
[204155,0.4,3,9.4782263664318911E-2]
[204155,0.6,3,0.14125582779486157]
[204155,0.8,3,0.18733260589227246]
[204155,1,3,0.23326058922725917]
[204155,1.25,3,0.28990179545679989]
[204155,1.5,3,0.34535264358694573]
[204155,2,3,0.45233607777006246]
[204155,3,3,0.63986707667890097]
[204155,0.1,5,1.507786925900201E-2]
[204155,0.2,5,2.9709354230731091E-2]
[204155,0.4,5,5.8873127665906043E-2]
[204155,0.6,5,8.7888106338656805E-2]
[204155,0.8,5,0.11660549548655884]
[204155,1,5,0.14527328638031933]
[204155,1.25,5,0.18103362761630784]
[204155,1.5,5,0.21679396885229635]
[204155,2,5,0.28771947227457589]
[204155,3,5,0.42689217339549645]
[204155,0.1,10,8.1341136791983903E-3]
[204155,0.2,10,1.5524253546275114E-2]
[204155,0.4,10,3.0502926296994269E-2]
[204155,0.6,10,4.5531197301854939E-2]
[204155,0.8,10,6.0509870052574098E-2]
[204155,1,10,7.5538141057434768E-2]
[204155,1.25,10,9.4286281122904464E-2]
[204155,1.5,10,0.11293522468009114]
[204155,2,10,0.15013391528618181]
[204155,3,10,0.22448169824422182]
[205712,0.1,0.5,7.6750746764022479E-2]
[205712,0.2,0.5,0.14603385330235644]
[205712,0.4,0.5,0.27078493196150005]
[205712,0.6,0.5,0.37939761035512776]
[205712,0.8,0.5,0.47419515433123133]
[205712,1,0.5,0.55484566876866903]
[205712,1.25,0.5,0.63781944905409893]
[205712,1.5,0.5,0.70453036840358452]
[205712,2,0.5,0.80285429804181885]
[205712,3,0.5,0.91441254563557917]
[205712,0.1,0.75,5.9782608695652134E-2]
[205712,0.2,0.75,0.11483571191503487]
[205712,0.4,0.75,0.21602223697311654]
[205712,0.6,0.75,0.30754231662794557]
[205712,0.8,0.75,0.39064055758380345]
[205712,1,0.75,0.46539993362097576]
[205712,1.25,0.75,0.54563557915698635]
[205712,1.5,0.75,0.61180716893461673]
[205712,2,0.75,0.71581480252240282]
[205712,3,0.75,0.84803352140723531]
[205712,0.1,1,4.887155658811819E-2]
[205712,0.2,1,9.4963491536674327E-2]
[205712,0.4,1,0.18067540657152342]
[205712,0.6,1,0.26012280119482245]
[205712,0.8,1,0.33380351808828407]
[205712,1,1,0.40142714902090931]
[205712,1.25,1,0.47763856621307665]
[205712,1.5,1,0.54364420843013606]
[205712,2,1,0.64839860604049115]
[205712,3,1,0.79082309990043143]
[205712,0.1,2,2.7381347494191841E-2]
[205712,0.2,2,5.4057417855957551E-2]
[205712,0.4,2,0.10695320278791899]
[205712,0.6,2,0.1583969465648854]
[205712,0.8,2,0.20793229339528713]
[205712,1,2,0.25522734815798198]
[205712,1.25,2,0.31115167607036176]
[205712,1.5,2,0.36408894789246599]
[205712,2,2,0.46029704613342182]
[205712,3,2,0.61354961832061072]
[205712,0.1,3,1.8627613674078912E-2]
[205712,0.2,3,3.6798871556588141E-2]
[205712,0.4,3,7.309990043146368E-2]
[205712,0.6,3,0.1092349817457683]
[205712,0.8,3,0.14516262860935938]
[205712,1,3,0.18092432791237972]
[205712,1.25,3,0.22469299701294393]
[205712,1.5,3,0.26742449385994016]
[205712,2,3,0.34757716561566537]
[205712,3,3,0.48850813143046795]
[205712,0.1,5,1.1325921008961156E-2]
[205712,0.2,5,2.2361433786923245E-2]
[205712,0.4,5,4.4307998672419427E-2]
[205712,0.6,5,6.6254563557915605E-2]
[205712,0.8,5,8.8201128443411783E-2]
[205712,1,5,0.11006471954862258]
[205712,1.25,5,0.13744606704281442]
[205712,1.5,5,0.16474444075672087]
[205712,2,5,0.21938267507467643]
[205712,3,5,0.32841022236973116]
[205712,0.1,10,6.0570859608364089E-3]
[205712,0.2,10,1.1408894789246539E-2]
[205712,0.4,10,2.2485894457351396E-2]
[205712,0.6,10,3.3562894125456252E-2]
[205712,0.8,10,4.4598406903418493E-2]
[205712,1,10,5.5633919681380581E-2]
[205712,1.25,10,6.9449054098904728E-2]
[205712,1.5,10,8.3264188516428722E-2]
[205712,2,10,0.11093594424161964]
[205712,3,10,0.16627945569200131]
[207366,0.1,0.5,6.7379541355320899E-2]
[207366,0.2,0.5,0.12956282744997005]
[207366,0.4,0.5,0.24413810873486222]
[207366,0.6,0.5,0.34363995533797131]
[207366,0.8,0.5,0.42991497036846177]
[207366,1,0.5,0.50356437344327065]
[207366,1.25,0.5,0.58228119900369324]
[207366,1.5,0.5,0.64811474705831829]
[207366,2,0.5,0.74753070514472231]
[207366,3,0.5,0.86433908786395264]
[207366,0.1,0.75,5.0974834664605388E-2]
[207366,0.2,0.75,9.8857682727819265E-2]
[207366,0.4,0.75,0.18968478914369155]
[207366,0.6,0.75,0.27316842738125913]
[207366,0.8,0.75,0.3480632139482952]
[207366,1,0.75,0.41432620458644681]
[207366,1.25,0.75,0.48694494546079198]
[207366,1.5,0.75,0.55015889375590488]
[207366,2,0.75,0.65116378940135711]
[207366,3,0.75,0.78338916086919175]
[207366,0.1,1,4.0797045435025457E-2]
[207366,0.2,1,7.9747487760886485E-2]
[207366,0.4,1,0.154814051361333]
[207366,0.6,1,0.22592974319333517]
[207366,0.8,1,0.29257923215666076]
[207366,1,1,0.35304474791720353]
[207366,1.25,1,0.42089667611440357]
[207366,1.5,1,0.48097569354977243]
[207366,2,1,0.58077814996135013]
[207366,3,1,0.71605256377222359]
[207366,0.1,2,2.1901571759855774E-2]
[207366,0.2,2,4.3502533711242873E-2]
[207366,0.4,2,8.5974405222021918E-2]
[207366,0.6,2,0.12784505711586361]
[207366,0.8,2,0.16915743365112085]
[207366,1,2,0.20982564631108833]
[207366,1.25,2,0.2599415958086404]
[207366,1.5,2,0.30868332903890761]
[207366,2,2,0.3985227175126686]
[207366,3,2,0.54187065189384187]
[207366,0.1,3,1.4772824873314489E-2]
[207366,0.2,3,2.9416816971570996E-2]
[207366,0.4,3,5.8533024134673324E-2]
[207366,0.6,3,8.7434510006012253E-2]
[207366,0.8,3,0.11607833032723537]
[207366,1,3,0.14467920639010562]
[207366,1.25,3,0.1801082195310488]
[207366,1.5,3,0.21536545563858114]
[207366,2,3,0.28536459675341419]
[207366,3,3,0.41836296487159669]
[207366,0.1,5,8.9753499957055585E-3]
[207366,0.2,5,1.7778922958000577E-2]
[207366,0.4,5,3.5429013140943176E-2]
[207366,0.6,5,5.3036159065533064E-2]
[207366,0.8,5,7.0643304990122946E-2]
[207366,1,5,8.8293395173065392E-2]
[207366,1.25,5,0.11028085544962644]
[207366,1.5,5,0.13226831572618747]
[207366,2,5,0.17615734776260414]
[207366,3,5,0.26329124796014775]
[207366,0.1,10,4.680924160439825E-3]
[207366,0.2,10,9.0182942540582688E-3]
[207366,0.4,10,1.7907755733058556E-2]
[207366,0.6,10,2.6797217212058848E-2]
[207366,0.8,10,3.5686678691059133E-2]
[207366,1,10,4.4533195911706715E-2]
[207366,1.25,10,5.5655758825045212E-2]
[207366,1.5,10,6.6735377480031E-2]
[207366,2,10,8.8937559048355291E-2]
[207366,3,10,0.13334192218500387]
[210112,0.1,0.5,0.12454212454212453]
[210112,0.2,0.5,0.22998430141287285]
[210112,0.4,0.5,0.40136054421768713]
[210112,0.6,0.5,0.52878074306645728]
[210112,0.8,0.5,0.63343799058084782]
[210112,1,0.5,0.71376242804814227]
[210112,1.25,0.5,0.78911564625850339]
[210112,1.5,0.5,0.84589220303506019]
[210112,2,0.5,0.91601255886970168]
[210112,3,0.5,0.967294610151753]
[210112,0.1,0.75,9.9424385138670829E-2]
[210112,0.2,0.75,0.18812140240711667]
[210112,0.4,0.75,0.34222919937205659]
[210112,0.6,0.75,0.46180010465724752]
[210112,0.8,0.75,0.55965463108320257]
[210112,1,0.75,0.64311878597592886]
[210112,1.25,0.75,0.72736787022501315]
[210112,1.5,0.75,0.79016221873364734]
[210112,2,0.75,0.88330716902145467]
[210112,3,0.75,0.95316588173731032]
[210112,0.1,1,8.3202511773940363E-2]
[210112,0.2,1,0.1590790162218734]
[210112,0.4,1,0.29722658294086868]
[210112,0.6,1,0.41025641025641024]
[210112,0.8,1,0.50497121925693356]
[210112,1,1,0.5868655154369441]
[210112,1.25,1,0.67425431711146]
[210112,1.5,1,0.74515960230245937]
[210112,2,1,0.84432234432234443]
[210112,3,1,0.9419152276295133]
[210112,0.1,2,4.8403976975405563E-2]
[210112,0.2,2,9.4714809000523315E-2]
[210112,0.4,2,0.184720041862899]
[210112,0.6,2,0.26818419675562533]
[210112,0.8,2,0.34667713239141812]
[210112,1,2,0.42150706436420726]
[210112,1.25,2,0.50497121925693356]
[210112,1.5,2,0.57639979068550506]
[210112,2,2,0.70198848770277333]
[210112,3,2,0.86446886446886451]
[210112,0.1,3,3.3490319204604949E-2]
[210112,0.2,3,6.6195709052851937E-2]
[210112,0.4,3,0.13003663003662999]
[210112,0.6,3,0.19230769230769226]
[210112,0.8,3,0.25248560962846672]
[210112,1,3,0.30900052328623756]
[210112,1.25,3,0.37728937728937734]
[210112,1.5,3,0.44453165881737305]
[210112,2,3,0.56907378335949754]
[210112,3,3,0.76870748299319736]
[210112,0.1,5,2.0669806384092146E-2]
[210112,0.2,5,4.0816326530612283E-2]
[210112,0.4,5,8.0847723704866606E-2]
[210112,0.6,5,0.12087912087912092]
[210112,0.8,5,0.16064887493458918]
[210112,1,5,0.19963369963369959]
[210112,1.25,5,0.24777603349031921]
[210112,1.5,5,0.2953950811093668]
[210112,2,5,0.38723181580324434]
[210112,3,5,0.55599162742019881]
[210112,0.1,10,1.0989010989011058E-2]
[210112,0.2,10,2.119309262166404E-2]
[210112,0.4,10,4.1862899005756182E-2]
[210112,0.6,10,6.2271062271062265E-2]
[210112,0.8,10,8.2940868655154418E-2]
[210112,1,10,0.10361067503924644]
[210112,1.25,10,0.12925170068027217]
[210112,1.5,10,0.15489272632129777]
[210112,2,10,0.20643642072213506]
[210112,3,10,0.3084772370486657]
[212248,0.1,0.5,9.2097809667673738E-2]
[212248,0.2,0.5,0.17532099697885206]
[212248,0.4,0.5,0.32118580060422958]
[212248,0.6,0.5,0.44576095166163149]
[212248,0.8,0.5,0.55117069486404835]
[212248,1,0.5,0.64038897280966767]
[212248,1.25,0.5,0.73026812688821752]
[212248,1.5,0.5,0.79895203927492442]
[212248,2,0.5,0.8916163141993958]
[212248,3,0.5,0.97059101208459209]
[212248,0.1,0.75,7.090256797583093E-2]
[212248,0.2,0.75,0.13699018126888221]
[212248,0.4,0.75,0.25830815709969795]
[212248,0.6,0.75,0.36645581570996982]
[212248,0.8,0.75,0.46148036253776442]
[212248,1,0.75,0.54536442598187307]
[212248,1.25,0.75,0.63708459214501523]
[212248,1.5,0.75,0.71450151057401812]
[212248,2,0.75,0.82958836858006046]
[212248,3,0.75,0.94240936555891242]
[212248,0.1,1,5.7024169184290117E-2]
[212248,0.2,1,0.11131042296072509]
[212248,0.4,1,0.21435989425981875]
[212248,0.6,1,0.30877077039274925]
[212248,0.8,1,0.39558157099697888]
[212248,1,1,0.47271525679758314]
[212248,1.25,1,0.5602341389728096]
[212248,1.5,1,0.63765105740181272]
[212248,2,1,0.76359516616314205]
[212248,3,1,0.9079493957703928]
[212248,0.1,2,3.0636329305135993E-2]
[212248,0.2,2,6.0658987915407858E-2]
[212248,0.4,2,0.12037386706948643]
[212248,0.6,2,0.17942787009063452]
[212248,0.8,2,0.23767938066465255]
[212248,1,2,0.29437311178247738]
[212248,1.25,2,0.362207326283988]
[212248,1.5,2,0.42645392749244715]
[212248,2,2,0.54508119335347427]
[212248,3,2,0.73413897280966767]
[212248,0.1,3,2.0675981873111895E-2]
[212248,0.2,3,4.0974320241691939E-2]
[212248,0.4,3,8.1523791540785512E-2]
[212248,0.6,3,0.12212046827794561]
[212248,0.8,3,0.16266993957703935]
[212248,1,3,0.20307779456193351]
[212248,1.25,3,0.25339879154078548]
[212248,1.5,3,0.30320052870090641]
[212248,2,3,0.40030211480362538]
[212248,3,3,0.58029645015105746]
[212248,0.1,5,1.2603851963746197E-2]
[212248,0.2,5,2.4830060422960716E-2]
[212248,0.4,5,4.932968277945627E-2]
[212248,0.6,5,7.3829305135951664E-2]
[212248,0.8,5,9.8328927492447218E-2]
[212248,1,5,0.12282854984894261]
[212248,1.25,5,0.15346487915407861]
[212248,1.5,5,0.18414841389728095]
[212248,2,5,0.24546827794561937]
[212248,3,5,0.36796638972809675]
[212248,0.1,10,6.6559667673716854E-3]
[212248,0.2,10,1.2698262839879243E-2]
[212248,0.4,10,2.5018882175226638E-2]
[212248,0.6,10,3.7386706948640554E-2]
[212248,0.8,10,4.9707326283987954E-2]
[212248,1,10,6.2027945619335348E-2]
[212248,1.25,10,7.7464123867069565E-2]
[212248,1.5,10,9.285309667673726E-2]
[212248,2,10,0.12372545317220554]
[212248,3,10,0.18551737160120843]
[214026,0.1,0.5,0.10023251429648719]
[214026,0.2,0.5,0.18852510525985045]
[214026,0.4,0.5,0.34173317413435561]
[214026,0.6,0.5,0.46559416829007733]
[214026,0.8,0.5,0.56997423490228116]
[214026,1,0.5,0.65675862502356563]
[214026,1.25,0.5,0.73801294539056117]
[214026,1.5,0.5,0.79834097907371337]
[214026,2,0.5,0.8787155156161629]
[214026,3,0.5,0.9545026079306228]
[214026,0.1,0.75,7.7420976560045318E-2]
[214026,0.2,0.75,0.14874630805002204]
[214026,0.4,0.75,0.27832589706529254]
[214026,0.6,0.75,0.39112675171243638]
[214026,0.8,0.75,0.48815433921950607]
[214026,1,0.75,0.57160811914786647]
[214026,1.25,0.75,0.65990071011122986]
[214026,1.5,0.75,0.73009489096964741]
[214026,2,0.75,0.82530006912587195]
[214026,3,0.75,0.92842330170301013]
[214026,0.1,1,6.2150443033997409E-2]
[214026,0.2,1,0.1212844843838371]
[214026,0.4,1,0.23251429648714894]
[214026,0.6,1,0.3339408031169484]
[214026,0.8,1,0.42537547916797586]
[214026,1,1,0.50625274932445175]
[214026,1.25,1,0.59291145604222961]
[214026,1.5,1,0.6668761390058443]
[214026,2,1,0.77534091623201162]
[214026,3,1,0.89907622698422673]
[214026,0.1,2,3.3745993841513278E-2]
[214026,0.2,2,6.6800728963740369E-2]
[214026,0.4,2,0.132344623892415]
[214026,0.6,2,0.19656884308427072]
[214026,0.8,2,0.25978759504807392]
[214026,1,2,0.32181235467856473]
[214026,1.25,2,0.39678250487023187]
[214026,1.5,2,0.46685100232514298]
[214026,2,2,0.59266008923521651]
[214026,3,2,0.7732671400741532]
[214026,0.1,3,2.2748696034688626E-2]
[214026,0.2,3,4.5120341858857535E-2]
[214026,0.4,3,8.9863633507195353E-2]
[214026,0.6,3,0.13454408345377994]
[214026,0.8,3,0.17922453340036451]
[214026,1,3,0.22352793313642935]
[214026,1.25,3,0.27864010557405899]
[214026,1.5,3,0.33312386099415575]
[214026,2,3,0.43964054546597126]
[214026,3,3,0.63243888644504498]
[214026,0.1,5,1.3888016087475655E-2]
[214026,0.2,5,2.7336140262678343E-2]
[214026,0.4,5,5.4295230314836976E-2]
[214026,0.6,5,8.1254320366995605E-2]
[214026,0.8,5,0.10821341041915412]
[214026,1,5,0.13517250047131274]
[214026,1.25,5,0.16891849431282602]
[214026,1.5,5,0.20266448815433918]
[214026,2,5,0.27015647583736563]
[214026,3,5,0.40482624269465217]
[214026,0.1,10,7.4153208068874713E-3]
[214026,0.2,10,1.3950857789228903E-2]
[214026,0.4,10,2.7524665367938201E-2]
[214026,0.6,10,4.1098472946647389E-2]
[214026,0.8,10,5.4735122227109939E-2]
[214026,1,10,6.8308929805819124E-2]
[214026,1.25,10,8.5276189279205744E-2]
[214026,1.5,10,0.10224344875259227]
[214026,2,10,0.13624080940111866]
[214026,3,10,0.2042355306981713]
[215435,0.1,0.5,9.5286506469500973E-2]
[215435,0.2,0.5,0.1812384473197782]
[215435,0.4,0.5,0.33391866913123847]
[215435,0.6,0.5,0.46201478743068397]
[215435,0.8,0.5,0.56876155268022177]
[215435,1,0.5,0.65429759704251389]
[215435,1.25,0.5,0.73872458410351205]
[215435,1.5,0.5,0.80489833641404795]
[215435,2,0.5,0.89168207024029567]
[215435,3,0.5,0.96732902033271717]
[215435,0.1,0.75,7.4353049907578642E-2]
[215435,0.2,0.75,0.14348428835489835]
[215435,0.4,0.75,0.27047134935304989]
[215435,0.6,0.75,0.38451940850277261]
[215435,0.8,0.75,0.48414972273567469]
[215435,1,0.75,0.57014787430683922]
[215435,1.25,0.75,0.65868761552680222]
[215435,1.5,0.75,0.7291589648798521]
[215435,2,0.75,0.83341035120147877]
[215435,3,0.75,0.94232902033271715]
[215435,0.1,1,6.0443622920517553E-2]
[215435,0.2,1,0.11806839186691311]
[215435,0.4,1,0.22684842883548978]
[215435,0.6,1,0.32717190388170053]
[215435,0.8,1,0.41885397412199632]
[215435,1,1,0.50170979667282811]
[215435,1.25,1,0.59168207024029573]
[215435,1.5,1,0.6664048059149722]
[215435,2,1,0.78059149722735666]
[215435,3,1,0.91118299445471351]
[215435,0.1,2,3.3271719038816955E-2]
[215435,0.2,2,6.575785582255092E-2]
[215435,0.4,2,0.12999075785582248]
[215435,0.6,2,0.1932070240295749]
[215435,0.8,2,0.25536044362292049]
[215435,1,2,0.31571164510166361]
[215435,1.25,2,0.38738447319778191]
[215435,1.5,2,0.45559149722735676]
[215435,2,2,0.58008317929759712]
[215435,3,2,0.76820702402957497]
[215435,0.1,3,2.2550831792975949E-2]
[215435,0.2,3,4.4547134935305092E-2]
[215435,0.4,3,8.8401109057301308E-2]
[215435,0.6,3,0.13225508317929768]
[215435,0.8,3,0.17601663585951946]
[215435,1,3,0.21959334565619218]
[215435,1.25,3,0.27379852125693166]
[215435,1.5,3,0.32703327171903879]
[215435,2,3,0.42828096118299447]
[215435,3,3,0.61312384473197779]
[215435,0.1,5,1.3724584103512042E-2]
[215435,0.2,5,2.7033271719038857E-2]
[215435,0.4,5,5.3558225508317882E-2]
[215435,0.6,5,8.0129390018484362E-2]
[215435,0.8,5,0.10660813308687625]
[215435,1,5,0.13308687615526799]
[215435,1.25,5,0.16621996303142333]
[215435,1.5,5,0.19935304990757854]
[215435,2,5,0.26561922365988916]
[215435,3,5,0.3967190388170056]
[215435,0.1,10,7.3012939001849001E-3]
[215435,0.2,10,1.3817005545286483E-2]
[215435,0.4,10,2.7218114602587901E-2]
[215435,0.6,10,4.0573012939001854E-2]
[215435,0.8,10,5.392791127541597E-2]
[215435,1,10,6.7282809611829919E-2]
[215435,1.25,10,8.4011090573012995E-2]
[215435,1.5,10,0.10069316081330879]
[215435,2,10,0.13414972273567477]
[215435,3,10,0.2010628465804066]
[215987,0.1,0.5,0.10541976620616375]
[215987,0.2,0.5,0.2026036131774708]
[215987,0.4,0.5,0.37162592986184906]
[215987,0.6,0.5,0.51121147715196602]
[215987,0.8,0.5,0.62460148777895852]
[215987,1,0.5,0.71551540913921363]
[215987,1.25,0.5,0.80127523910733267]
[215987,1.5,0.5,0.86397449521785341]
[215987,2,0.5,0.93528161530286924]
[215987,3,0.5,0.9833687566418704]
[215987,0.1,0.75,8.1880977683315634E-2]
[215987,0.2,0.75,0.15977683315621677]
[215987,0.4,0.75,0.30276301806588735]
[215987,0.6,0.75,0.42789585547290121]
[215987,0.8,0.75,0.53490967056323058]
[215987,1,0.75,0.62784272051009571]
[215987,1.25,0.75,0.72470775770456952]
[215987,1.5,0.75,0.79643995749202978]
[215987,2,0.75,0.89436769394261428]
[215987,3,0.75,0.97125398512221039]
[215987,0.1,1,6.705632306057388E-2]
[215987,0.2,1,0.13156216790648242]
[215987,0.4,1,0.2540913921360255]
[215987,0.6,1,0.36790648246546226]
[215987,0.8,1,0.46780021253985121]
[215987,1,1,0.55658873538788523]
[215987,1.25,1,0.65409139213602552]
[215987,1.5,1,0.73586609989373009]
[215987,2,1,0.84973432518597236]
[215987,3,1,0.95759829968119015]
[215987,0.1,2,3.8416578108395272E-2]
[215987,0.2,2,7.5717321997874634E-2]
[215987,0.4,2,0.14978746014877783]
[215987,0.6,2,0.22221041445270989]
[215987,0.8,2,0.29250797024442088]
[215987,1,2,0.36025504782146656]
[215987,1.25,2,0.44070138150903299]
[215987,1.5,2,0.51710945802337949]
[215987,2,2,0.65233793836344323]
[215987,3,2,0.84537725823591925]
[215987,0.1,3,2.704569606801277E-2]
[215987,0.2,3,5.3347502656748209E-2]
[215987,0.4,3,0.10573857598299692]
[215987,0.6,3,0.15802337938363445]
[215987,0.8,3,0.20967056323060573]
[215987,1,3,0.26057385759829965]
[215987,1.25,3,0.32258235919234857]
[215987,1.5,3,0.38188097768331569]
[215987,2,3,0.49649309245483525]
[215987,3,3,0.69452709883103092]
[215987,0.1,5,1.7109458023379341E-2]
[215987,0.2,5,3.3687566418703525E-2]
[215987,0.4,5,6.6578108395324131E-2]
[215987,0.6,5,9.9521785334750326E-2]
[215987,0.8,5,0.13246546227417633]
[215987,1,5,0.16540913921360254]
[215987,1.25,5,0.20648246546227422]
[215987,1.5,5,0.246971307120085]
[215987,2,5,0.32715196599362378]
[215987,3,5,0.47991498405951116]
[215987,0.1,10,9.3517534537726852E-3]
[215987,0.2,10,1.7853347502656668E-2]
[215987,0.4,10,3.5175345377258187E-2]
[215987,0.6,10,5.2444208289054293E-2]
[215987,0.8,10,6.9713071200850227E-2]
[215987,1,10,8.6928799149840558E-2]
[215987,1.25,10,0.10855472901168965]
[215987,1.5,10,0.13018065887353875]
[215987,2,10,0.17343251859723705]
[215987,3,10,0.25887353878852282]
[217004,0.1,0.5,0.1009708737864078]
[217004,0.2,0.5,0.19191691126665161]
[217004,0.4,0.5,0.3534432151727252]
[217004,0.6,0.5,0.48932038834951458]
[217004,0.8,0.5,0.60234815985549783]
[217004,1,0.5,0.69288778505305937]
[217004,1.25,0.5,0.77913750282230743]
[217004,1.5,0.5,0.84420862497177696]
[217004,2,0.5,0.92467825694287653]
[217004,3,0.5,0.97706028448859794]
[217004,0.1,0.75,7.8482727477985986E-2]
[217004,0.2,0.75,0.15154662452020765]
[217004,0.4,0.75,0.28665613005193041]
[217004,0.6,0.75,0.40681869496500339]
[217004,0.8,0.75,0.51176337773763836]
[217004,1,0.75,0.60379318130503501]
[217004,1.25,0.75,0.69835177240912172]
[217004,1.5,0.75,0.77340257394445699]
[217004,2,0.75,0.87505080153533532]
[217004,3,0.75,0.96387446376157138]
[217004,0.1,1,6.3761571460826325E-2]
[217004,0.2,1,0.124046060058704]
[217004,0.4,1,0.23928652065929101]
[217004,0.6,1,0.3454504402799729]
[217004,0.8,1,0.44235719123955747]
[217004,1,1,0.53054865658162109]
[217004,1.25,1,0.62596522917137054]
[217004,1.5,1,0.70566719349740348]
[217004,2,1,0.82456536464213137]
[217004,3,1,0.94292165274328299]
[217004,0.1,2,3.5041770151275672E-2]
[217004,0.2,2,6.9225558816888744E-2]
[217004,0.4,2,0.13655452698125992]
[217004,0.6,2,0.20289004289907422]
[217004,0.8,2,0.26832242041092796]
[217004,1,2,0.33172273650937006]
[217004,1.25,2,0.40781214721156012]
[217004,1.5,2,0.4803793181305035]
[217004,2,2,0.61277940844434409]
[217004,3,2,0.80614134116053293]
[217004,0.1,3,2.3797696997064847E-2]
[217004,0.2,3,4.7008354030255155E-2]
[217004,0.4,3,9.3294197335741652E-2]
[217004,0.6,3,0.13939941296003611]
[217004,0.8,3,0.1854143147437344]
[217004,1,3,0.23097764732445242]
[217004,1.25,3,0.2876044253781892]
[217004,1.5,3,0.34337322194626324]
[217004,2,3,0.45269812598780768]
[217004,3,3,0.64687288326936099]
[217004,0.1,5,1.4630842176563472E-2]
[217004,0.2,5,2.8674644389252563E-2]
[217004,0.4,5,5.671709189433282E-2]
[217004,0.6,5,8.4759539399412914E-2]
[217004,0.8,5,0.11284714382479109]
[217004,1,5,0.14097990517046738]
[217004,1.25,5,0.17606683224204114]
[217004,1.5,5,0.2111086023933168]
[217004,2,5,0.28119214269586817]
[217004,3,5,0.42000451569202985]
[217004,0.1,10,7.8573041318581848E-3]
[217004,0.2,10,1.4811469857755674E-2]
[217004,0.4,10,2.9035899751636968E-2]
[217004,0.6,10,4.3260329645518104E-2]
[217004,0.8,10,5.7484759539399397E-2]
[217004,1,10,7.1664032512982603E-2]
[217004,1.25,10,8.9455859110408584E-2]
[217004,1.5,10,0.10724768570783473]
[217004,2,10,0.14283133890268684]
[217004,3,10,0.21413411605328522]
[217294,0.1,0.5,0.10368202126020636]
[217294,0.2,0.5,0.19601499512145015]
[217294,0.4,0.5,0.35988291480511475]
[217294,0.6,0.5,0.49915267293175164]
[217294,0.8,0.5,0.61043496122836749]
[217294,1,0.5,0.69958403943922354]
[217294,1.25,0.5,0.78241667950495553]
[217294,1.5,0.5,0.84214039952755104]
[217294,2,0.5,0.92096749345247253]
[217294,3,0.5,0.98279669285677596]
[217294,0.1,0.75,8.144610486314377E-2]
[217294,0.2,0.75,0.15621629949160368]
[217294,0.4,0.75,0.29374005032609252]
[217294,0.6,0.75,0.41626867971036813]
[217294,0.8,0.75,0.52390489395573347]
[217294,1,0.75,0.61500539208134342]
[217294,1.25,0.75,0.70816001643300985]
[217294,1.5,0.75,0.77943819647717349]
[217294,2,0.75,0.87392800287577677]
[217294,3,0.75,0.96795563087351721]
[217294,0.1,1,6.6502336568582052E-2]
[217294,0.2,1,0.12899912699635396]
[217294,0.4,1,0.24670055974939653]
[217294,0.6,1,0.35485030555127606]
[217294,0.8,1,0.45370513018024955]
[217294,1,1,0.54177579212242588]
[217294,1.25,1,0.63657371745493763]
[217294,1.5,1,0.71586298978072194]
[217294,2,1,0.82925075745904586]
[217294,3,1,0.94628459918862018]
[217294,0.1,2,3.6666153135110083E-2]
[217294,0.2,2,7.2459302624146141E-2]
[217294,0.4,2,0.14342936373440146]
[217294,0.6,2,0.21291018333076564]
[217294,0.8,2,0.28085040825758739]
[217294,1,2,0.34668515380270115]
[217294,1.25,2,0.4256663071945771]
[217294,1.5,2,0.49935808555435723]
[217294,2,2,0.62702203050377447]
[217294,3,2,0.81656652801314644]
[217294,0.1,3,2.4803574179633369E-2]
[217294,0.2,3,4.9144969958403985E-2]
[217294,0.4,3,9.7725055204642267E-2]
[217294,0.6,3,0.14615108098392648]
[217294,0.8,3,0.19457710676321061]
[217294,1,3,0.24300313254249473]
[217294,1.25,3,0.30303497149899861]
[217294,1.5,3,0.36183433471986853]
[217294,2,3,0.47327068248343862]
[217294,3,3,0.66620448826580392]
[217294,0.1,5,1.5149180917167266E-2]
[217294,0.2,5,2.9938889744774735E-2]
[217294,0.4,5,5.9415601088686903E-2]
[217294,0.6,5,8.8840959276947601E-2]
[217294,0.8,5,0.11836902377651105]
[217294,1,5,0.14784573512042304]
[217294,1.25,5,0.18471730087813895]
[217294,1.5,5,0.22158886663585475]
[217294,2,5,0.29512658552868065]
[217294,3,5,0.44168849175781849]
[217294,0.1,10,8.0110922816206444E-3]
[217294,0.2,10,1.5354593539772993E-2]
[217294,0.4,10,3.034971498998601E-2]
[217294,0.6,10,4.534483644019921E-2]
[217294,0.8,10,6.0288604734760928E-2]
[217294,1,10,7.5232373029322647E-2]
[217294,1.25,10,9.3924921686437665E-2]
[217294,1.5,10,0.11266882349920398]
[217294,2,10,0.15005392081343402]
[217294,3,10,0.22497817490884808]
[218235,0.1,0.5,0.11040759794222406]
[218235,0.2,0.5,0.20643714549531728]
[218235,0.4,0.5,0.36802532647407993]
[218235,0.6,0.5,0.49716396253792383]
[218235,0.8,0.5,0.6012399419601635]
[218235,1,0.5,0.68519984170953707]
[218235,1.25,0.5,0.77113837224640547]
[218235,1.5,0.5,0.83366310513124919]
[218235,2,0.5,0.90937870993272651]
[218235,3,0.5,0.97599261311172658]
[218235,0.1,0.75,8.5872576177285401E-2]
[218235,0.2,0.75,0.16416040100250631]
[218235,0.4,0.75,0.30299432792507591]
[218235,0.6,0.75,0.42329507980477515]
[218235,0.8,0.75,0.52334784329244166]
[218235,1,0.75,0.60684606252473283]
[218235,1.25,0.75,0.69324627357868362]
[218235,1.5,0.75,0.76441102756892221]
[218235,2,0.75,0.86294684078617601]
[218235,3,0.75,0.95409576573011479]
[218235,0.1,1,7.0175438596491224E-2]
[218235,0.2,1,0.13626170689882605]
[218235,0.4,1,0.256430550059359]
[218235,0.6,1,0.36558501516950276]
[218235,0.8,1,0.46260387811634351]
[218235,1,1,0.54451919271863869]
[218235,1.25,1,0.63131512993008843]
[218235,1.5,1,0.70478828650573799]
[218235,2,1,0.81625115420129279]
[218235,3,1,0.93081387679725636]
[218235,0.1,2,3.957261574990116E-2]
[218235,0.2,2,7.8287824825221022E-2]
[218235,0.4,2,0.15354174910961621]
[218235,0.6,2,0.22622345337026786]
[218235,0.8,2,0.29699248120300753]
[218235,1,2,0.36545310645033635]
[218235,1.25,2,0.44506001846722071]
[218235,1.5,2,0.51701622477245746]
[218235,2,2,0.64107637514839733]
[218235,3,2,0.82159345732752931]
[218235,0.1,3,2.7568922305764479E-2]
[218235,0.2,3,5.45442553752803E-2]
[218235,0.4,3,0.10809919535681316]
[218235,0.6,3,0.16079672866376471]
[218235,0.8,3,0.2128347183748846]
[218235,1,3,0.26348766653475802]
[218235,1.25,3,0.32607835377918482]
[218235,1.5,3,0.38774567998944737]
[218235,2,3,0.5018467220683287]
[218235,3,3,0.69212504946576958]
[218235,0.1,5,1.7411950929956545E-2]
[218235,0.2,5,3.4428175702413945E-2]
[218235,0.4,5,6.8328716528162595E-2]
[218235,0.6,5,0.10216330299432801]
[218235,0.8,5,0.13566811766257753]
[218235,1,5,0.16897506925207764]
[218235,1.25,5,0.21059227014905693]
[218235,1.5,5,0.25154992745020444]
[218235,2,5,0.33254188101833537]
[218235,3,5,0.4877324891175307]
[218235,0.1,10,9.3655190608100004E-3]
[218235,0.2,10,1.8137448885371346E-2]
[218235,0.4,10,3.5747262894077404E-2]
[218235,0.6,10,5.3423031262366472E-2]
[218235,0.8,10,7.1098799630655657E-2]
[218235,1,10,8.8708613639361597E-2]
[218235,1.25,10,0.11073736974013984]
[218235,1.5,10,0.1326342171217518]
[218235,2,10,0.17655982060414202]
[218235,3,10,0.26421316449017279]
[218323,0.1,0.5,0.11118399475237777]
[218323,0.2,0.5,0.21067016508144751]
[218323,0.4,0.5,0.38056193287416634]
[218323,0.6,0.5,0.51847600306111297]
[218323,0.8,0.5,0.62987864873729094]
[218323,1,0.5,0.71608177544550133]
[218323,1.25,0.5,0.79845851098720899]
[218323,1.5,0.5,0.8570569585656499]
[218323,2,0.5,0.93210888816005244]
[218323,3,0.5,0.98633431726249043]
[218323,0.1,0.75,8.7897671367661551E-2]
[218323,0.2,0.75,0.16994643052366895]
[218323,0.4,0.75,0.31567727123647099]
[218323,0.6,0.75,0.44096425057395866]
[218323,0.8,0.75,0.54777522685033342]
[218323,1,0.75,0.63589154914179513]
[218323,1.25,0.75,0.72482781239750749]
[218323,1.5,0.75,0.79517874713020664]
[218323,2,0.75,0.88996392259757284]
[218323,3,0.75,0.97152071717502997]
[218323,0.1,1,7.2756094894500897E-2]
[218323,0.2,1,0.14201377500819945]
[218323,0.4,1,0.26986990270033895]
[218323,0.6,1,0.3838963594621187]
[218323,0.8,1,0.48431179621733905]
[218323,1,1,0.57177216573740031]
[218323,1.25,1,0.66234831092161373]
[218323,1.5,1,0.73674428774461576]
[218323,2,1,0.84727232972559308]
[218323,3,1,0.95342735323056738]
[218323,0.1,2,4.2199628293429652E-2]
[218323,0.2,2,8.3087351044058136E-2]
[218323,0.4,2,0.16322291461681429]
[218323,0.6,2,0.24100798075871874]
[218323,0.8,2,0.31649721220072158]
[218323,1,2,0.38854269159287202]
[218323,1.25,2,0.47425385372253198]
[218323,1.5,2,0.55083633978353552]
[218323,2,2,0.68033234940417631]
[218323,3,2,0.85547173936809884]
[218323,0.1,3,2.9627200174920824E-2]
[218323,0.2,3,5.8543784847491058E-2]
[218323,0.4,3,0.11572100142123105]
[218323,0.6,3,0.17164097518312019]
[218323,0.8,3,0.22712364709740904]
[218323,1,3,0.2816223898545972]
[218323,1.25,3,0.34858423526839405]
[218323,1.5,3,0.41461681425604024]
[218323,2,3,0.5379905980102766]
[218323,3,3,0.73521373127801459]
[218323,0.1,5,1.8803979446813227E-2]
[218323,0.2,5,3.6897343391275865E-2]
[218323,0.4,5,7.2974745818301129E-2]
[218323,0.6,5,0.10894282278342637]
[218323,0.8,5,0.14469224882475129]
[218323,1,5,0.18016836121132618]
[218323,1.25,5,0.22406253416420685]
[218323,1.5,5,0.26762873073138738]
[218323,2,5,0.35426915928719799]
[218323,3,5,0.52213840603476547]
[218323,0.1,10,1.0112605225757009E-2]
[218323,0.2,10,1.945993221821371E-2]
[218323,0.4,10,3.831857439597685E-2]
[218323,0.6,10,5.7177216573739989E-2]
[218323,0.8,10,7.5981196020553213E-2]
[218323,1,10,9.4730512736416334E-2]
[218323,1.25,10,0.11823548704493278]
[218323,1.5,10,0.14174046135344923]
[218323,2,10,0.18880507270143218]
[218323,3,10,0.28189570350934734]
[221743,0.1,0.5,9.0963288358958297E-2]
[221743,0.2,0.5,0.17150925635393791]
[221743,0.4,0.5,0.31117037966739886]
[221743,0.6,0.5,0.42823972387825537]
[221743,0.8,0.5,0.52604330090994667]
[221743,1,0.5,0.60825227486664579]
[221743,1.25,0.5,0.69231251961091933]
[221743,1.5,0.5,0.75877000313774712]
[221743,2,0.5,0.85045497332914965]
[221743,3,0.5,0.94490116096642607]
[221743,0.1,0.75,7.288986507687481E-2]
[221743,0.2,0.75,0.13846877941637906]
[221743,0.4,0.75,0.25528710385942888]
[221743,0.6,0.75,0.35644807028553493]
[221743,0.8,0.75,0.44370881706934423]
[221743,1,0.75,0.51973642924380292]
[221743,1.25,0.75,0.60050203953561343]
[221743,1.5,0.75,0.66764982742390955]
[221743,2,0.75,0.77144650141198623]
[221743,3,0.75,0.88983369940382806]
[221743,0.1,1,6.1437088170693502E-2]
[221743,0.2,1,0.11754000627549425]
[221743,0.4,1,0.21957954188892378]
[221743,0.6,1,0.30878569187323507]
[221743,0.8,1,0.38807656102918109]
[221743,1,1,0.45820520866018205]
[221743,1.25,1,0.53492312519610918]
[221743,1.5,1,0.60119234389708187]
[221743,2,1,0.70705993096956377]
[221743,3,1,0.83925321619077498]
[221743,0.1,2,3.7998117351741516E-2]
[221743,0.2,2,7.4144963915908357E-2]
[221743,0.4,2,0.14333228741763418]
[221743,0.6,2,0.20847191716347668]
[221743,0.8,2,0.2668653906495137]
[221743,1,2,0.32121117037966745]
[221743,1.25,2,0.3850957012864763]
[221743,1.5,2,0.44330090994665827]
[221743,2,2,0.54104173203639794]
[221743,3,2,0.68813931597113276]
[221743,0.1,3,2.767492940069035E-2]
[221743,0.2,3,5.4157514904298792E-2]
[221743,0.4,3,0.10596171948540956]
[221743,0.6,3,0.15632256040163159]
[221743,0.8,3,0.20433009099466584]
[221743,1,3,0.24901160966426106]
[221743,1.25,3,0.30260433009099469]
[221743,1.5,3,0.35352996548478188]
[221743,2,3,0.44229683087543142]
[221743,3,3,0.58484468151866964]
[221743,0.1,5,1.8136178224035123E-2]
[221743,0.2,5,3.548791967367431E-2]
[221743,0.4,5,6.9877627863194236E-2]
[221743,0.6,5,0.10379667398807656]
[221743,0.8,5,0.13752745528710394]
[221743,1,5,0.17106997176027616]
[221743,1.25,5,0.21151553184813301]
[221743,1.5,5,0.25048635080012555]
[221743,2,5,0.32444304989017886]
[221743,3,5,0.45491057420771885]
[221743,0.1,10,9.9780357703169557E-3]
[221743,0.2,10,1.9108879824286218E-2]
[221743,0.4,10,3.7527455287103904E-2]
[221743,0.6,10,5.5695010982114906E-2]
[221743,0.8,10,7.3799811735174151E-2]
[221743,1,10,9.1904612488233506E-2]
[221743,1.25,10,0.11455914653278945]
[221743,1.5,10,0.13727643551929714]
[221743,2,10,0.18271101349231253]
[221743,3,10,0.27336052714151238]
[225062,0.1,0.5,0.10671282360024077]
[225062,0.2,0.5,0.20266405779650806]
[225062,0.4,0.5,0.36594421031507118]
[225062,0.6,0.5,0.4988962472406181]
[225062,0.8,0.5,0.60545855910094315]
[225062,1,0.5,0.69217840658238006]
[225062,1.25,0.5,0.77628938390527791]
[225062,1.5,0.5,0.83925346177001803]
[225062,2,0.5,0.91940096327513543]
[225062,3,0.5,0.98324302628938387]
[225062,0.1,0.75,8.50893036323499E-2]
[225062,0.2,0.75,0.16428356411800121]
[225062,0.4,0.75,0.30338149709010631]
[225062,0.6,0.75,0.42007826610475618]
[225062,0.8,0.75,0.518337346979731]
[225062,1,0.75,0.60272426249247435]
[225062,1.25,0.75,0.68753762793497897]
[225062,1.5,0.75,0.75732490467589808]
[225062,2,0.75,0.86045053180814768]
[225062,3,0.75,0.96164459161147897]
[225062,0.1,1,7.1217138270118371E-2]
[225062,0.2,1,0.13884708007224555]
[225062,0.4,1,0.26156431868352392]
[225062,0.6,1,0.36679711017459354]
[225062,0.8,1,0.4576058599237407]
[225062,1,1,0.53687537627934978]
[225062,1.25,1,0.62166365643186827]
[225062,1.5,1,0.69049769215332124]
[225062,2,1,0.79896648605257881]
[225062,3,1,0.9316425847882801]
[225062,0.1,2,4.3573148705598912E-2]
[225062,0.2,2,8.5716435881998662E-2]
[225062,0.4,2,0.16817178406582384]
[225062,0.6,2,0.24641280353200876]
[225062,0.8,2,0.31828215934176196]
[225062,1,2,0.38365442504515346]
[225062,1.25,2,0.45582480433473804]
[225062,1.5,2,0.51936584386915507]
[225062,2,2,0.62708207906883406]
[225062,3,2,0.78476821192052981]
[225062,0.1,3,3.1155930162552616E-2]
[225062,0.2,3,6.1433875175596987E-2]
[225062,0.4,3,0.12141280353200874]
[225062,0.6,3,0.18071442905879995]
[225062,0.8,3,0.23833534015653215]
[225062,1,3,0.29402468392534609]
[225062,1.25,3,0.35907084085892027]
[225062,1.5,3,0.41736905478627329]
[225062,2,3,0.51788581175998383]
[225062,3,3,0.67627433273128634]
[225062,0.1,5,1.9942805538831893E-2]
[225062,0.2,5,3.9183222958057339E-2]
[225062,0.4,5,7.7513546056592331E-2]
[225062,0.6,5,0.1156933574152116]
[225062,0.8,5,0.15369757174392926]
[225062,1,5,0.1915512743327312]
[225062,1.25,5,0.23795906080674287]
[225062,1.5,5,0.28386514148103553]
[225062,2,5,0.37131246237206494]
[225062,3,5,0.52345474613686527]
[225062,0.1,10,1.0611077664057665E-2]
[225062,0.2,10,2.0444511338551019E-2]
[225062,0.4,10,4.0186634557495403E-2]
[225062,0.6,10,5.9928757776439794E-2]
[225062,0.8,10,7.9670880995384177E-2]
[225062,1,10,9.9387918924342677E-2]
[225062,1.25,10,0.12404675898053383]
[225062,1.5,10,0.14873068432671069]
[225062,2,10,0.19802327914910695]
[225062,3,10,0.29547963074453132]
[225776,0.1,0.5,0.10666423141024187]
[225776,0.2,0.5,0.20353416588662357]
[225776,0.4,0.5,0.37366726787059656]
[225776,0.6,0.5,0.51268235885025459]
[225776,0.8,0.5,0.62617291842652001]
[225776,1,0.5,0.71514348987466037]
[225776,1.25,0.5,0.79845209013492835]
[225776,1.5,0.5,0.85810826236843896]
[225776,2,0.5,0.9313942604050135]
[225776,3,0.5,0.98600488573320244]
[225776,0.1,0.75,8.4975228876053091E-2]
[225776,0.2,0.75,0.16374055386863323]
[225776,0.4,0.75,0.30615739366681133]
[225776,0.6,0.75,0.42909979224218625]
[225776,0.8,0.75,0.53448551402936006]
[225776,1,0.75,0.62345608547750053]
[225776,1.25,0.75,0.71432159083125957]
[225776,1.5,0.75,0.78457112851304767]
[225776,2,0.75,0.88061916394602868]
[225776,3,0.75,0.96867651423483481]
[225776,0.1,1,7.0911623022305456E-2]
[225776,0.2,1,0.13753110659573983]
[225776,0.4,1,0.26049633570009822]
[225776,0.6,1,0.36953494212460908]
[225776,0.8,1,0.4661080797242072]
[225776,1,1,0.55085500331042681]
[225776,1.25,1,0.64144654231638554]
[225776,1.5,1,0.71628501632382824]
[225776,2,1,0.82683043766124065]
[225776,3,1,0.94356293235314259]
[225776,0.1,2,4.1962512271409347E-2]
[225776,0.2,2,8.2418209629917111E-2]
[225776,0.4,2,0.16129768726741409]
[225776,0.6,2,0.2367069244994407]
[225776,0.8,2,0.30652268213054501]
[225776,1,2,0.37154402867514441]
[225776,1.25,2,0.44649665532750399]
[225776,1.5,2,0.51638090454555829]
[225776,2,2,0.63562475742562952]
[225776,3,2,0.80772128490217121]
[225776,0.1,3,2.9382890801579849E-2]
[225776,0.2,3,5.7738407798908778E-2]
[225776,0.4,3,0.11417547544576619]
[225776,0.6,3,0.16972215246227265]
[225776,0.8,3,0.22456108308029493]
[225776,1,3,0.27789319878541585]
[225776,1.25,3,0.34117942512728022]
[225776,1.5,3,0.40008218990434008]
[225776,2,3,0.50713454030729888]
[225776,3,3,0.67882011826214017]
[225776,0.1,5,1.8104609483801722E-2]
[225776,0.2,5,3.5478642040136114E-2]
[225776,0.4,5,7.0135385036871362E-2]
[225776,0.6,5,0.10479212803360662]
[225776,0.8,5,0.1394260405013584]
[225776,1,5,0.17394580032419349]
[225776,1.25,5,0.21700417798680399]
[225776,1.5,5,0.26008538617839783]
[225776,2,5,0.34551722563411791]
[225776,3,5,0.5014725691194265]
[225776,0.1,10,9.497500057076412E-3]
[225776,0.2,10,1.8173101070751794E-2]
[225776,0.4,10,3.5638455743019562E-2]
[225776,0.6,10,5.3058149357320727E-2]
[225776,0.8,10,7.0500673500605029E-2]
[225776,1,10,8.7943197643889498E-2]
[225776,1.25,10,0.10979201388096173]
[225776,1.5,10,0.13164083011803396]
[225776,2,10,0.17540695417912833]
[225776,3,10,0.26303052441725078]
[227220,0.1,0.5,0.10881846036001547]
[227220,0.2,0.5,0.20514170815779395]
[227220,0.4,0.5,0.37011681348142478]
[227220,0.6,0.5,0.50533799310608973]
[227220,0.8,0.5,0.61544906166219837]
[227220,1,0.5,0.70411240903868255]
[227220,1.25,0.5,0.78975967062428187]
[227220,1.5,0.5,0.8520202987361164]
[227220,2,0.5,0.92696763692072004]
[227220,3,0.5,0.97800172347759484]
[227220,0.1,0.75,8.6676560704710887E-2]
[227220,0.2,0.75,0.16559747223286111]
[227220,0.4,0.75,0.30522309459977032]
[227220,0.6,0.75,0.42581865185752593]
[227220,0.8,0.75,0.52786288778245882]
[227220,1,0.75,0.61552087322864801]
[227220,1.25,0.75,0.70411240903868255]
[227220,1.5,0.75,0.7742483722711605]
[227220,2,0.75,0.87310896208349287]
[227220,3,0.75,0.95968977403293765]
[227220,0.1,1,7.224243584833398E-2]
[227220,0.2,1,0.13945806204519343]
[227220,0.4,1,0.26158559938720805]
[227220,0.6,1,0.37002106472615859]
[227220,0.8,1,0.46493201838376103]
[227220,1,1,0.54725201072386054]
[227220,1.25,1,0.63689678284182305]
[227220,1.5,1,0.71009670624281884]
[227220,2,1,0.81635388739946391]
[227220,3,1,0.93302374569130597]
[227220,0.1,2,4.2823630792799723E-2]
[227220,0.2,2,8.4115281501340539E-2]
[227220,0.4,2,0.16428092684795112]
[227220,0.6,2,0.24054481041746462]
[227220,0.8,2,0.31204519341248571]
[227220,1,2,0.37945231711987748]
[227220,1.25,2,0.45621888165453856]
[227220,1.5,2,0.5255649176560705]
[227220,2,2,0.64237839908081207]
[227220,3,2,0.80038778245882813]
[227220,0.1,3,3.040022979701271E-2]
[227220,0.2,3,5.977116047491382E-2]
[227220,0.4,3,0.11822577556491765]
[227220,0.6,3,0.1756750287246267]
[227220,0.8,3,0.23202317119877452]
[227220,1,3,0.28612121792416706]
[227220,1.25,3,0.35096706242818848]
[227220,1.5,3,0.41246170049789355]
[227220,2,3,0.52080141708157801]
[227220,3,3,0.68872079662964392]
[227220,0.1,5,1.9413060130218304E-2]
[227220,0.2,5,3.7964381463041111E-2]
[227220,0.4,5,7.4995212562236749E-2]
[227220,0.6,5,0.11185848333971662]
[227220,0.8,5,0.14860206817311386]
[227220,1,5,0.18527384144006132]
[227220,1.25,5,0.23087418613558031]
[227220,1.5,5,0.27611547299885109]
[227220,2,5,0.36439582535427045]
[227220,3,5,0.52321907315204907]
[227220,0.1,10,1.0508425890463425E-2]
[227220,0.2,10,2.0155112983531353E-2]
[227220,0.4,10,3.952029873611651E-2]
[227220,0.6,10,5.8837610111068681E-2]
[227220,0.8,10,7.8178858674837343E-2]
[227220,1,10,9.749617004978936E-2]
[227220,1.25,10,0.12164879356568366]
[227220,1.5,10,0.14577747989276146]
[227220,2,10,0.19379548065875152]
[227220,3,10,0.28971179624664889]
[227714,0.1,0.5,0.11500103348491113]
[227714,0.2,0.5,0.21444811905746178]
[227714,0.4,0.5,0.3840429929723026]
[227714,0.6,0.5,0.52059218685407194]
[227714,0.8,0.5,0.62921145101281528]
[227714,1,0.5,0.71300124018189337]
[227714,1.25,0.5,0.78984084332368742]
[227714,1.5,0.5,0.84678586192641592]
[227714,2,0.5,0.92290202563042578]
[227714,3,0.5,0.9791494419181479]
[227714,0.1,0.75,9.1592600248036421E-2]
[227714,0.2,0.75,0.17416804464654814]
[227714,0.4,0.75,0.31859756097560976]
[227714,0.6,0.75,0.43992868954113273]
[227714,0.8,0.75,0.54203699875981803]
[227714,1,0.75,0.6274028524183547]
[227714,1.25,0.75,0.71015915667631258]
[227714,1.5,0.75,0.77389933856965698]
[227714,2,0.75,0.86711967755270769]
[227714,3,0.75,0.96034001653575862]
[227714,0.1,1,7.6219512195122019E-2]
[227714,0.2,1,0.14649648615130223]
[227714,0.4,1,0.27278834229020255]
[227714,0.6,1,0.3829836709384043]
[227714,0.8,1,0.47788342290202568]
[227714,1,1,0.56094977263331958]
[227714,1.25,1,0.64572137246796202]
[227714,1.5,1,0.7133887970235635]
[227714,2,1,0.8120607689127739]
[227714,3,1,0.92982637453493178]
[227714,0.1,2,4.5318313352624991E-2]
[227714,0.2,2,8.9008887970235637E-2]
[227714,0.4,2,0.17297953699875981]
[227714,0.6,2,0.25196362133112854]
[227714,0.8,2,0.32433340223232743]
[227714,1,2,0.39181996692848281]
[227714,1.25,2,0.46865957007027698]
[227714,1.5,2,0.53627532038032244]
[227714,2,2,0.64685820587019427]
[227714,3,2,0.79890967341876806]
[227714,0.1,3,3.203803224472928E-2]
[227714,0.2,3,6.3145928069450255E-2]
[227714,0.4,3,0.12461244315832989]
[227714,0.6,3,0.18403782554774703]
[227714,0.8,3,0.2408278214138074]
[227714,1,3,0.29555084745762711]
[227714,1.25,3,0.3613579991732121]
[227714,1.5,3,0.42264365440264573]
[227714,2,3,0.5287308805291443]
[227714,3,3,0.68879185613890037]
[227714,0.1,5,2.0333815626291833E-2]
[227714,0.2,5,3.9944191814799489E-2]
[227714,0.4,5,7.9087432823480769E-2]
[227714,0.6,5,0.11792062835882595]
[227714,0.8,5,0.15626291856138905]
[227714,1,5,0.19408846630839191]
[227714,1.25,5,0.24044026457213727]
[227714,1.5,5,0.28544853245142626]
[227714,2,5,0.37282968168664737]
[227714,3,5,0.52932513435303852]
[227714,0.1,10,1.0903265812319247E-2]
[227714,0.2,10,2.1031417941298057E-2]
[227714,0.4,10,4.1339396444811945E-2]
[227714,0.6,10,6.1647374948325825E-2]
[227714,0.8,10,8.1929516329061577E-2]
[227714,1,10,0.10226333195535341]
[227714,1.25,10,0.12768706076891279]
[227714,1.5,10,0.15305911533691607]
[227714,2,10,0.2034156676312526]
[227714,3,10,0.30353451839603146]
[227815,0.1,0.5,0.10108380984281155]
[227815,0.2,0.5,0.19231045290331836]
[227815,0.4,0.5,0.34909204009857164]
[227815,0.6,0.5,0.4773787592410938]
[227815,0.8,0.5,0.58296049955738449]
[227815,1,0.5,0.66820585209464789]
[227815,1.25,0.5,0.74940785223819895]
[227815,1.5,0.5,0.81034524008900155]
[227815,2,0.5,0.88944182596837085]
[227815,3,0.5,0.96229394454147421]
[227815,0.1,0.75,8.0005742038902178E-2]
[227815,0.2,0.75,0.15374309160944555]
[227815,0.4,0.75,0.28614493863195917]
[227815,0.6,0.75,0.40043543795009212]
[227815,0.8,0.75,0.49764337153384208]
[227815,1,0.75,0.5807593846448309]
[227815,1.25,0.75,0.66531090748139809]
[227815,1.5,0.75,0.73069837548149386]
[227815,2,0.75,0.82769098260640717]
[227815,3,0.75,0.93128693446898103]
[227815,0.1,1,6.6703351915209153E-2]
[227815,0.2,1,0.12886092303275345]
[227815,0.4,1,0.2432710481613512]
[227815,0.6,1,0.34497691221858023]
[227815,0.8,1,0.43555757590257671]
[227815,1,1,0.51479771275450381]
[227815,1.25,1,0.59899035815967649]
[227815,1.5,1,0.66708136947627816]
[227815,2,1,0.76976816517931912]
[227815,3,1,0.89441825968370947]
[227815,0.1,2,3.9476517453405718E-2]
[227815,0.2,2,7.7469674857047158E-2]
[227815,0.4,2,0.15135057540014835]
[227815,0.6,2,0.22214513003325592]
[227815,0.8,2,0.28767614900590949]
[227815,1,2,0.34894848912601378]
[227815,1.25,2,0.42036509797353871]
[227815,1.5,2,0.48477163432782255]
[227815,2,2,0.59458812833456942]
[227815,3,2,0.75208747039261181]
[227815,0.1,3,2.801636481087158E-2]
[227815,0.2,3,5.5003947651745329E-2]
[227815,0.4,3,0.10835705911907545]
[227815,0.6,3,0.16096849056152343]
[227815,0.8,3,0.21240758906141591]
[227815,1,3,0.26183697394549837]
[227815,1.25,3,0.32028614493863189]
[227815,1.5,3,0.37584037131851561]
[227815,2,3,0.47572792305667866]
[227815,3,3,0.63602650907959901]
[227815,0.1,5,1.7561068976242187E-2]
[227815,0.2,5,3.4428308251788407E-2]
[227815,0.4,5,6.8114936478694516E-2]
[227815,0.6,5,0.10168193889513602]
[227815,0.8,5,0.13527286647367029]
[227815,1,5,0.16867239275546086]
[227815,1.25,5,0.21001507285211857]
[227815,1.5,5,0.25040074646505728]
[227815,2,5,0.32844462521233581]
[227815,3,5,0.47077541450343319]
[227815,0.1,10,9.2829628920735492E-3]
[227815,0.2,10,1.7800320597172042E-2]
[227815,0.4,10,3.4906811493647778E-2]
[227815,0.6,10,5.1989377228030598E-2]
[227815,0.8,10,6.9095868124506507E-2]
[227815,1,10,8.6226284183075333E-2]
[227815,1.25,10,0.10763930425628623]
[227815,1.5,10,0.12905232432949731]
[227815,2,10,0.17195013996219821]
[227815,3,10,0.25781754671387891]
[227840,0.1,0.5,0.11358104819081619]
[227840,0.2,0.5,0.21405971117962036]
[227840,0.4,0.5,0.38542511763751425]
[227840,0.6,0.5,0.52496754827194547]
[227840,0.8,0.5,0.63570907025799128]
[227840,1,0.5,0.7224971604737952]
[227840,1.25,0.5,0.80273405808859322]
[227840,1.5,0.5,0.85717183190004864]
[227840,2,0.5,0.9255435664449132]
[227840,3,0.5,0.98142138568878801]
[227840,0.1,0.75,8.9424793120233631E-2]
[227840,0.2,0.75,0.17077721888690575]
[227840,0.4,0.75,0.31731705338309268]
[227840,0.6,0.75,0.44245902969333117]
[227840,0.8,0.75,0.54808940451079025]
[227840,1,0.75,0.63684488073989942]
[227840,1.25,0.75,0.7268578614311213]
[227840,1.5,0.75,0.79480366704527006]
[227840,2,0.75,0.88252474444264151]
[227840,3,0.75,0.96298474768781428]
[227840,0.1,1,7.3523446373519388E-2]
[227840,0.2,1,0.14159094596787281]
[227840,0.4,1,0.26863946130131439]
[227840,0.6,1,0.38171345124127859]
[227840,0.8,1,0.48103602141814056]
[227840,1,1,0.56825004056466011]
[227840,1.25,1,0.65966250202823296]
[227840,1.5,1,0.73357131267239994]
[227840,2,1,0.83733571312672406]
[227840,3,1,0.94221564173292216]
[227840,0.1,2,4.2734869381794563E-2]
[227840,0.2,2,8.3867434690897386E-2]
[227840,0.4,2,0.16375953269511612]
[227840,0.6,2,0.24091351614473469]
[227840,0.8,2,0.31486289144896967]
[227840,1,2,0.38491805938666235]
[227840,1.25,2,0.4660676618529937]
[227840,1.5,2,0.54044296608794418]
[227840,2,2,0.66665990588998858]
[227840,3,2,0.82778273568067506]
[227840,0.1,3,2.9835307480123391E-2]
[227840,0.2,3,5.8717345448645201E-2]
[227840,0.4,3,0.11591351614473477]
[227840,0.6,3,0.17227811130942722]
[227840,0.8,3,0.22781113094272268]
[227840,1,3,0.28222862242414404]
[227840,1.25,3,0.34816647736491974]
[227840,1.5,3,0.41122424144085673]
[227840,2,3,0.5284763913678403]
[227840,3,3,0.71300503001784854]
[227840,0.1,5,1.855833198117798E-2]
[227840,0.2,5,3.6345935421061203E-2]
[227840,0.4,5,7.1921142300827509E-2]
[227840,0.6,5,0.10745578452052575]
[227840,0.8,5,0.14284845042998537]
[227840,1,5,0.17822083400941097]
[227840,1.25,5,0.22241603115365893]
[227840,1.5,5,0.26644896965763426]
[227840,2,5,0.35339931851371092]
[227840,3,5,0.51843663800097362]
[227840,0.1,10,9.8166477364920041E-3]
[227840,0.2,10,1.8761155281518827E-2]
[227840,0.4,10,3.6792146681810807E-2]
[227840,0.6,10,5.4802855752068905E-2]
[227840,0.8,10,7.2813564822326857E-2]
[227840,1,10,9.0844556222618833E-2]
[227840,1.25,10,0.11339850722050951]
[227840,1.5,10,0.13595245821840019]
[227840,2,10,0.18114148953431777]
[227840,3,10,0.27158039915625509]
[228374,0.1,0.5,0.11069201995012465]
[228374,0.2,0.5,0.20910224438902739]
[228374,0.4,0.5,0.37758728179551121]
[228374,0.6,0.5,0.5174875311720698]
[228374,0.8,0.5,0.63248129675810472]
[228374,1,0.5,0.72259975062344139]
[228374,1.25,0.5,0.80321072319202003]
[228374,1.5,0.5,0.8619700748129675]
[228374,2,0.5,0.93659600997506243]
[228374,3,0.5,0.98354114713216967]
[228374,0.1,0.75,8.9089775561097165E-2]
[228374,0.2,0.75,0.16991895261845377]
[228374,0.4,0.75,0.31265586034912712]
[228374,0.6,0.75,0.43478802992518695]
[228374,0.8,0.75,0.54027431421446392]
[228374,1,0.75,0.62895885286783049]
[228374,1.25,0.75,0.71957605985037398]
[228374,1.5,0.75,0.79074189526184535]
[228374,2,0.75,0.88447630922693266]
[228374,3,0.75,0.96586658354114718]
[228374,0.1,1,7.5093516209476283E-2]
[228374,0.2,1,0.14454488778054855]
[228374,0.4,1,0.2701995012468828]
[228374,0.6,1,0.37948877805486286]
[228374,0.8,1,0.47730673316708222]
[228374,1,1,0.56190773067331667]
[228374,1.25,1,0.65233790523690771]
[228374,1.5,1,0.72612219451371562]
[228374,2,1,0.83372817955112222]
[228374,3,1,0.94208229426433909]
[228374,0.1,2,4.6571072319201989E-2]
[228374,0.2,2,9.1084788029925104E-2]
[228374,0.4,2,0.17602867830423935]
[228374,0.6,2,0.25579800498753119]
[228374,0.8,2,0.32899002493765583]
[228374,1,2,0.39769326683291772]
[228374,1.25,2,0.4771508728179551]
[228374,1.5,2,0.54847256857855364]
[228374,2,2,0.66655236907730675]
[228374,3,2,0.8231608478802992]
[228374,0.1,3,3.3541147132169484E-2]
[228374,0.2,3,6.6147132169576059E-2]
[228374,0.4,3,0.12980049875311714]
[228374,0.6,3,0.19139650872817948]
[228374,0.8,3,0.25]
[228374,1,3,0.30617206982543638]
[228374,1.25,3,0.37309850374064835]
[228374,1.5,3,0.43587905236907726]
[228374,2,3,0.548067331670823]
[228374,3,3,0.72048004987531178]
[228374,0.1,5,2.163341645885284E-2]
[228374,0.2,5,4.2518703241895175E-2]
[228374,0.4,5,8.4071072319201967E-2]
[228374,0.6,5,0.12540523690773067]
[228374,0.8,5,0.16633416458852865]
[228374,1,5,0.20663965087281791]
[228374,1.25,5,0.25589152119700748]
[228374,1.5,5,0.30336658354114715]
[228374,2,5,0.39423316708229422]
[228374,3,5,0.55626558603491272]
[228374,0.1,10,1.1720698254364018E-2]
[228374,0.2,10,2.2693266832917645E-2]
[228374,0.4,10,4.4638403990024896E-2]
[228374,0.6,10,6.65211970074812E-2]
[228374,0.8,10,8.8435162094763084E-2]
[228374,1,10,0.11022443890274308]
[228374,1.25,10,0.1375311720698254]
[228374,1.5,10,0.1647755610972568]
[228374,2,10,0.2189214463840399]
[228374,3,10,0.32652743142144636]
[228445,0.1,0.5,9.6902799678676571E-2]
[228445,0.2,0.5,0.18211299872065689]
[228445,0.4,0.5,0.32718455267620711]
[228445,0.6,0.5,0.44443783285234001]
[228445,0.8,0.5,0.54113236737972681]
[228445,1,0.5,0.62208800690250221]
[228445,1.25,0.5,0.70393621135937634]
[228445,1.5,0.5,0.76662402189759304]
[228445,2,0.5,0.8561780369521883]
[228445,3,0.5,0.9456427955133736]
[228445,0.1,0.75,7.7950670911308723E-2]
[228445,0.2,0.75,0.14795751390913678]
[228445,0.4,0.75,0.27083395317009307]
[228445,0.6,0.75,0.37330040760465316]
[228445,0.8,0.75,0.46109904495552045]
[228445,1,0.75,0.53759185980780089]
[228445,1.25,0.75,0.61860700365951615]
[228445,1.5,0.75,0.68299068757252079]
[228445,2,0.75,0.77873315283686884]
[228445,3,0.75,0.89765255422331969]
[228445,0.1,1,6.5544018327333198E-2]
[228445,0.2,1,0.12552438189878307]
[228445,0.4,1,0.23370325191157648]
[228445,0.6,1,0.32563744012376894]
[228445,0.8,1,0.40620630150843473]
[228445,1,1,0.47734372675612147]
[228445,1.25,1,0.55556216714765994]
[228445,1.5,1,0.62161197227098264]
[228445,2,1,0.71821725030495964]
[228445,3,1,0.84933503912409625]
[228445,0.1,2,4.0076165541042943E-2]
[228445,0.2,2,7.8515962036238021E-2]
[228445,0.4,2,0.15185504745470221]
[228445,0.6,2,0.21942221296599318]
[228445,0.8,2,0.28083068043200132]
[228445,1,2,0.33691351045788576]
[228445,1.25,2,0.40156496385112012]
[228445,1.5,2,0.46029573651483141]
[228445,2,2,0.55815060545654693]
[228445,3,2,0.70015768647169085]
[228445,0.1,3,2.8562077891166399E-2]
[228445,0.2,3,5.6142334354824228E-2]
[228445,0.4,3,0.11011276070334108]
[228445,0.6,3,0.16250632233494977]
[228445,0.8,3,0.21222218916426158]
[228445,1,3,0.25860581357293733]
[228445,1.25,3,0.3128142572372139]
[228445,1.5,3,0.36398798012555411]
[228445,2,3,0.45740977656124482]
[228445,3,3,0.60069620064859719]
[228445,0.1,5,1.8327333313498548E-2]
[228445,0.2,5,3.5910862515247798E-2]
[228445,0.4,5,7.0750647109577125E-2]
[228445,0.6,5,0.10511439707238696]
[228445,0.8,5,0.1392103775549671]
[228445,1,5,0.17303858855731744]
[228445,1.25,5,0.21403707119692947]
[228445,1.5,5,0.25313141531046374]
[228445,2,5,0.32772009163666649]
[228445,3,5,0.46484781767873612]
[228445,0.1,10,9.907470768498362E-3]
[228445,0.2,10,1.9071137425247638E-2]
[228445,0.4,10,3.7428222903216082E-2]
[228445,0.6,10,5.5755556216714734E-2]
[228445,0.8,10,7.4112641694683179E-2]
[228445,1,10,9.2469727172651728E-2]
[228445,1.25,10,0.11537889381452492]
[228445,1.5,10,0.13813929963404831]
[228445,2,10,0.18368986343756497]
[228445,3,10,0.27431495641307901]
[229003,0.1,0.5,0.10525058525631835]
[229003,0.2,0.5,0.20037265300272336]
[229003,0.4,0.5,0.36553437485069995]
[229003,0.6,0.5,0.49952223974009841]
[229003,0.8,0.5,0.6064210978930773]
[229003,1,0.5,0.69177296832449486]
[229003,1.25,0.5,0.77175003583201951]
[229003,1.5,0.5,0.83173283646266316]
[229003,2,0.5,0.91032439921647323]
[229003,3,0.5,0.97197936075677216]
[229003,0.1,0.75,8.3249725287850546E-2]
[229003,0.2,0.75,0.1600257990540348]
[229003,0.4,0.75,0.29805073813960153]
[229003,0.6,0.75,0.41708470689408056]
[229003,0.8,0.75,0.51770101762935361]
[229003,1,0.75,0.6024556877358942]
[229003,1.25,0.75,0.68888251875209017]
[229003,1.5,0.75,0.75600783526826243]
[229003,2,0.75,0.85208542353447037]
[229003,3,0.75,0.94677750704696384]
[229003,0.1,1,6.9251349672734247E-2]
[229003,0.2,1,0.13370120873345759]
[229003,0.4,1,0.25225741722803502]
[229003,0.6,1,0.35846352300415651]
[229003,0.8,1,0.45196120586689603]
[229003,1,1,0.53334766614113038]
[229003,1.25,1,0.61958339305336585]
[229003,1.5,1,0.68936027901199182]
[229003,2,1,0.79535139267115762]
[229003,3,1,0.91624862643925276]
[229003,0.1,2,4.0967942286560685E-2]
[229003,0.2,2,8.0383163728441107E-2]
[229003,0.4,2,0.15663370120873349]
[229003,0.6,2,0.22844106827194119]
[229003,0.8,2,0.2956380488270986]
[229003,1,2,0.35894128326405816]
[229003,1.25,2,0.43196693899001481]
[229003,1.5,2,0.50014332807797046]
[229003,2,2,0.6106492761932063]
[229003,3,2,0.77155893172805878]
[229003,0.1,3,2.8689503607089974E-2]
[229003,0.2,3,5.639959868138178E-2]
[229003,0.4,3,0.11119870049209309]
[229003,0.6,3,0.16501839377000624]
[229003,0.8,3,0.21752424633319004]
[229003,1,3,0.26754574554488564]
[229003,1.25,3,0.32678801777268174]
[229003,1.5,3,0.3826143041421815]
[229003,2,3,0.4877693373465195]
[229003,3,3,0.6514022263628112]
[229003,0.1,5,1.7868233720319253E-2]
[229003,0.2,5,3.5019827050785941E-2]
[229003,0.4,5,6.9155797620753981E-2]
[229003,0.6,5,0.10322010415173677]
[229003,0.8,5,0.13711719459175389]
[229003,1,5,0.17082318092781049]
[229003,1.25,5,0.21250776360422341]
[229003,1.5,5,0.25352348191677421]
[229003,2,5,0.33249725287850557]
[229003,3,5,0.47828579618747313]
[229003,0.1,10,9.3402130810760434E-3]
[229003,0.2,10,1.798767378529454E-2]
[229003,0.4,10,3.5330371219721921E-2]
[229003,0.6,10,5.2649180641154279E-2]
[229003,0.8,10,6.9991878075581659E-2]
[229003,1,10,8.7334575510009047E-2]
[229003,1.25,10,0.10907266733553109]
[229003,1.5,10,0.13081075916105295]
[229003,2,10,0.17428694281209686]
[229003,3,10,0.26102431799722903]
[233999,0.1,0.5,0.10675846442110778]
[233999,0.2,0.5,0.20423547867009459]
[233999,0.4,0.5,0.37243452873763572]
[233999,0.6,0.5,0.50886748877946753]
[233999,0.8,0.5,0.61749967318837418]
[233999,1,0.5,0.70329861867619503]
[233999,1.25,0.5,0.78382500326811622]
[233999,1.5,0.5,0.84221534707394663]
[233999,2,0.5,0.91642337356747572]
[233999,3,0.5,0.97725391084578861]
[233999,0.1,0.75,8.4796723168765589E-2]
[233999,0.2,0.75,0.16414658590788281]
[233999,0.4,0.75,0.30668002963092078]
[233999,0.6,0.75,0.42977907534097348]
[233999,0.8,0.75,0.53431522070678472]
[233999,1,0.75,0.621421412697721]
[233999,1.25,0.75,0.70726393306897906]
[233999,1.5,0.75,0.77428210379537232]
[233999,2,0.75,0.8639592139091028]
[233999,3,0.75,0.95503072029282321]
[233999,0.1,1,7.0983485119177361E-2]
[233999,0.2,1,0.13843740467994262]
[233999,0.4,1,0.26227722340842746]
[233999,0.6,1,0.37199877990326374]
[233999,0.8,1,0.47073946577192904]
[233999,1,1,0.55566691359100617]
[233999,1.25,1,0.64447252603599281]
[233999,1.5,1,0.71719900649265778]
[233999,2,1,0.81720336398100135]
[233999,3,1,0.92644559675802873]
[233999,0.1,2,4.348773367031248E-2]
[233999,0.2,2,8.5450346420323411E-2]
[233999,0.4,2,0.16623818031286772]
[233999,0.6,2,0.24380147283106027]
[233999,0.8,2,0.31713800165584566]
[233999,1,2,0.38616061702034954]
[233999,1.25,2,0.46503115604165768]
[233999,1.5,2,0.53579676674364896]
[233999,2,2,0.65645561898121918]
[233999,3,2,0.82116867837378538]
[233999,0.1,3,3.1853239792583622E-2]
[233999,0.2,3,6.2791407032986288E-2]
[233999,0.4,3,0.12318619547692716]
[233999,0.6,3,0.18162011416619472]
[233999,0.8,3,0.2387903612357837]
[233999,1,3,0.29386901390038794]
[233999,1.25,3,0.36040786090897209]
[233999,1.5,3,0.42280709399102362]
[233999,2,3,0.53440237047365902]
[233999,3,3,0.71013987537583334]
[233999,0.1,5,2.1046668700161249E-2]
[233999,0.2,5,4.143971414876467E-2]
[233999,0.4,5,8.1833631095036816E-2]
[233999,0.6,5,0.12170464944006286]
[233999,0.8,5,0.16092204453353093]
[233999,1,5,0.19983441544293876]
[233999,1.25,5,0.24772321234040706]
[233999,1.5,5,0.29465336180225715]
[233999,2,5,0.38393829796505297]
[233999,3,5,0.54451174343108633]
[233999,0.1,10,1.2070242712100788E-2]
[233999,0.2,10,2.3530437056080992E-2]
[233999,0.4,10,4.6450825744041239E-2]
[233999,0.6,10,6.9196914898252679E-2]
[233999,0.8,10,9.176870451871548E-2]
[233999,1,10,0.11425334437230379]
[233999,1.25,10,0.14227199442241492]
[233999,1.5,10,0.1696805961044055]
[233999,2,10,0.22445422458494937]
[233999,3,10,0.33365288247853941]
[234358,0.1,0.5,0.10741343907101887]
[234358,0.2,0.5,0.20463074417616647]
[234358,0.4,0.5,0.37516816540395093]
[234358,0.6,0.5,0.51568363662111449]
[234358,0.8,0.5,0.6301069177936699]
[234358,1,0.5,0.71957091269560292]
[234358,1.25,0.5,0.80358280818522987]
[234358,1.5,0.5,0.8655738865680096]
[234358,2,0.5,0.93592013028393406]
[234358,3,0.5,0.98583870282517883]
[234358,0.1,0.75,8.5605041421794217E-2]
[234358,0.2,0.75,0.1648020958719818]
[234358,0.4,0.75,0.30914111732634708]
[234358,0.6,0.75,0.43503504921050767]
[234358,0.8,0.75,0.54432486015719039]
[234358,1,0.75,0.63633788855059115]
[234358,1.25,0.75,0.72735962614175453]
[234358,1.5,0.75,0.79968845146215384]
[234358,2,0.75,0.89584365927918996]
[234358,3,0.75,0.97266869645259513]
[234358,0.1,1,7.0948098845854207E-2]
[234358,0.2,1,0.13768321178219922]
[234358,0.4,1,0.26223182043475185]
[234358,0.6,1,0.37527437513276213]
[234358,0.8,1,0.47603200453161504]
[234358,1,1,0.56662890320753379]
[234358,1.25,1,0.66186362670820653]
[234358,1.5,1,0.73833463145224099]
[234358,2,1,0.85243928343836295]
[234358,3,1,0.95450683282588689]
[234358,0.1,2,4.1386390993414887E-2]
[234358,0.2,2,8.1144232811725489E-2]
[234358,0.4,2,0.15892515754443098]
[234358,0.6,2,0.23394462932804636]
[234358,0.8,2,0.30584861573320116]
[234358,1,2,0.37438929405933585]
[234358,1.25,2,0.45648941443036178]
[234358,1.5,2,0.53405791970544503]
[234358,2,2,0.66894427529561695]
[234358,3,2,0.85505912341570478]
[234358,0.1,3,2.857041705020175E-2]
[234358,0.2,3,5.6361962755788392E-2]
[234358,0.4,3,0.11123698930822062]
[234358,0.6,3,0.16522693478722644]
[234358,0.8,3,0.21840260567868006]
[234358,1,3,0.2707285987396445]
[234358,1.25,3,0.33427741981165476]
[234358,1.5,3,0.39495857820576363]
[234358,2,3,0.51193089286978688]
[234358,3,3,0.71702187920413518]
[234358,0.1,5,1.7524605253841162E-2]
[234358,0.2,5,3.4447355377752564E-2]
[234358,0.4,5,6.8115839410890028E-2]
[234358,0.6,5,0.10171351695815328]
[234358,0.8,5,0.13513417829073143]
[234358,1,5,0.16837782340862426]
[234358,1.25,5,0.20990582737378741]
[234358,1.5,5,0.251008992423706]
[234358,2,5,0.3328258868512356]
[234358,3,5,0.48785668767259083]
[234358,0.1,10,9.3110528924448821E-3]
[234358,0.2,10,1.7630814982652326E-2]
[234358,0.4,10,3.4624371592437794E-2]
[234358,0.6,10,5.1582524959286176E-2]
[234358,0.8,10,6.8505275083197578E-2]
[234358,1,10,8.5428025207108987E-2]
[234358,1.25,10,0.10663456772640363]
[234358,1.5,10,0.12784111024569841]
[234358,2,10,0.17028959852722506]
[234358,3,10,0.25532818806202651]
[235987,0.1,0.5,0.10777846492132208]
[235987,0.2,0.5,0.20597127739984886]
[235987,0.4,0.5,0.37734487734487732]
[235987,0.6,0.5,0.5153920153920154]
[235987,0.8,0.5,0.62506012506012509]
[235987,1,0.5,0.71232735518449819]
[235987,1.25,0.5,0.79200164914450621]
[235987,1.5,0.5,0.84680134680134678]
[235987,2,0.5,0.91479420050848625]
[235987,3,0.5,0.97395725967154545]
[235987,0.1,0.75,8.5583728440871407E-2]
[235987,0.2,0.75,0.16508623651480805]
[235987,0.4,0.75,0.31052016766302482]
[235987,0.6,0.75,0.4358551501408644]
[235987,0.8,0.75,0.54160654160654165]
[235987,1,0.75,0.63103827389541678]
[235987,1.25,0.75,0.7212945784374355]
[235987,1.5,0.75,0.78781007352435917]
[235987,2,0.75,0.87339380196523064]
[235987,3,0.75,0.95622895622895621]
[235987,0.1,1,7.1153714010856919E-2]
[235987,0.2,1,0.13818456675599539]
[235987,0.4,1,0.2637256922971209]
[235987,0.6,1,0.37737923452209171]
[235987,0.8,1,0.4761217618360476]
[235987,1,1,0.56345770631484926]
[235987,1.25,1,0.65632515632515631]
[235987,1.5,1,0.72967772967772959]
[235987,2,1,0.83058475915618768]
[235987,3,1,0.93685150828007968]
[235987,0.1,2,4.2465471036899627E-2]
[235987,0.2,2,8.3762798048512416E-2]
[235987,0.4,2,0.16433037861609293]
[235987,0.6,2,0.24194324194324199]
[235987,0.8,2,0.31629217343503069]
[235987,1,2,0.38641517212945781]
[235987,1.25,2,0.46811653954511101]
[235987,1.5,2,0.54170961313818455]
[235987,2,2,0.66676973819830976]
[235987,3,2,0.83288669002954718]
[235987,0.1,3,3.0303030303030352E-2]
[235987,0.2,3,5.9815845530131348E-2]
[235987,0.4,3,0.11825740397168968]
[235987,0.6,3,0.17580567580567583]
[235987,0.8,3,0.23215144643716076]
[235987,1,3,0.28770700199271632]
[235987,1.25,3,0.35490964062392638]
[235987,1.5,3,0.41946677660963383]
[235987,2,3,0.53679653679653683]
[235987,3,3,0.72060743489314927]
[235987,0.1,5,1.9446162303305245E-2]
[235987,0.2,5,3.8239538239538344E-2]
[235987,0.4,5,7.5757575757575815E-2]
[235987,0.6,5,0.11296639868068439]
[235987,0.8,5,0.14996907854050717]
[235987,1,5,0.18679997251425826]
[235987,1.25,5,0.23246066103208965]
[235987,1.5,5,0.27794956366384949]
[235987,2,5,0.36707208135779568]
[235987,3,5,0.52796674225245654]
[235987,0.1,10,1.0513296227581974E-2]
[235987,0.2,10,2.033944891087756E-2]
[235987,0.4,10,3.9991754277468615E-2]
[235987,0.6,10,5.9678416821274026E-2]
[235987,0.8,10,7.9330722187865077E-2]
[235987,1,10,9.8776884491170197E-2]
[235987,1.25,10,0.12310176595890887]
[235987,1.5,10,0.1474610046038618]
[235987,2,10,0.19617948189376763]
[235987,3,10,0.2937195080052224]
[237455,0.1,0.5,9.1631233725567682E-2]
[237455,0.2,0.5,0.1741652658294604]
[237455,0.4,0.5,0.32047859191140116]
[237455,0.6,0.5,0.44714723623059427]
[237455,0.8,0.5,0.55301756814660996]
[237455,1,0.5,0.63963874880516824]
[237455,1.25,0.5,0.72583143808299555]
[237455,1.5,0.5,0.78994034081545206]
[237455,2,0.5,0.87586934308975251]
[237455,3,0.5,0.96113912785523592]
[237455,0.1,0.75,7.2448004218992071E-2]
[237455,0.2,0.75,0.13883120735686741]
[237455,0.4,0.75,0.25999538547743822]
[237455,0.6,0.75,0.36902996143577571]
[237455,0.8,0.75,0.46422096970895549]
[237455,1,0.75,0.54764494544975106]
[237455,1.25,0.75,0.63571640462770695]
[237455,1.5,0.75,0.70684597382906489]
[237455,2,0.75,0.8064207785358779]
[237455,3,0.75,0.92000395530505286]
[237455,0.1,1,5.9659184547941557E-2]
[237455,0.2,1,0.11552786842018521]
[237455,0.4,1,0.21886021292725527]
[237455,0.6,1,0.31382049507234905]
[237455,0.8,1,0.40070536273443425]
[237455,1,1,0.47849302877484429]
[237455,1.25,1,0.56419130492105862]
[237455,1.5,1,0.63733148752430857]
[237455,2,1,0.74864036388806476]
[237455,3,1,0.87553973433534393]
[237455,0.1,2,3.427931045848575E-2]
[237455,0.2,2,6.7569794653745907E-2]
[237455,0.4,2,0.13250271927222387]
[237455,0.6,2,0.19542503048880974]
[237455,0.8,2,0.25561158904380499]
[237455,1,2,0.31358976894426316]
[237455,1.25,2,0.38270872474372913]
[237455,1.5,2,0.44566399683575586]
[237455,2,2,0.5547315336695342]
[237455,3,2,0.72279903754243713]
[237455,0.1,3,2.3599986815649742E-2]
[237455,0.2,3,4.6606677873364248E-2]
[237455,0.4,3,9.2356372985266486E-2]
[237455,0.6,3,0.13764461584099669]
[237455,0.8,3,0.18257028906687756]
[237455,1,3,0.22693562741026396]
[237455,1.25,3,0.28145291538943268]
[237455,1.5,3,0.33382774646494612]
[237455,2,3,0.43231484228221101]
[237455,3,3,0.59154883153696558]
[237455,0.1,5,1.4469824318533903E-2]
[237455,0.2,5,2.844523550545501E-2]
[237455,0.4,5,5.6264214377533775E-2]
[237455,0.6,5,8.4083193249612664E-2]
[237455,0.8,5,0.11190217212169154]
[237455,1,5,0.13975411186921119]
[237455,1.25,5,0.17442895283298718]
[237455,1.5,5,0.20913675467220408]
[237455,2,5,0.27815682784534757]
[237455,3,5,0.41280200402122674]
[237455,0.1,10,7.6798839777183492E-3]
[237455,0.2,10,1.4535746069415569E-2]
[237455,0.4,10,2.8610039882659238E-2]
[237455,0.6,10,4.2585451069580345E-2]
[237455,0.8,10,5.6560862256501455E-2]
[237455,1,10,7.0569234318863458E-2]
[237455,1.25,10,8.8038498302514895E-2]
[237455,1.5,10,0.10554072316160712]
[237455,2,10,0.14057813375523245]
[237455,3,10,0.21075183756880578]
[237976,0.1,0.5,0.104187009912709]
[237976,0.2,0.5,0.19789909749963019]
[237976,0.4,0.5,0.36313064062731176]
[237976,0.6,0.5,0.49974848350347689]
[237976,0.8,0.5,0.60775262612812553]
[237976,1,0.5,0.6940079893475366]
[237976,1.25,0.5,0.77632785915076197]
[237976,1.5,0.5,0.8357449326823494]
[237976,2,0.5,0.91096316023080337]
[237976,3,0.5,0.97052818464269852]
[237976,0.1,0.75,8.2319869803225323E-2]
[237976,0.2,0.75,0.15845539280958723]
[237976,0.4,0.75,0.29785471223553783]
[237976,0.6,0.75,0.42053558218671411]
[237976,0.8,0.75,0.52395324752182271]
[237976,1,0.75,0.61062287320609565]
[237976,1.25,0.75,0.69684864624944531]
[237976,1.5,0.75,0.7677171179168516]
[237976,2,0.75,0.86160674656014202]
[237976,3,0.75,0.95150170143512347]
[237976,0.1,1,6.8057404941559416E-2]
[237976,0.2,1,0.13197218523450216]
[237976,0.4,1,0.25163485722740053]
[237976,0.6,1,0.36126645953543429]
[237976,0.8,1,0.45861813877792579]
[237976,1,1,0.54306850125758255]
[237976,1.25,1,0.63263796419588703]
[237976,1.5,1,0.70439414114513976]
[237976,2,1,0.81148098831188042]
[237976,3,1,0.92569906790945411]
[237976,0.1,2,3.9354934161858209E-2]
[237976,0.2,2,7.7437490753070007E-2]
[237976,0.4,2,0.15197514425210837]
[237976,0.6,2,0.22396804260985359]
[237976,0.8,2,0.29291315283325936]
[237976,1,2,0.35860334368989505]
[237976,1.25,2,0.43630714602751886]
[237976,1.5,2,0.50856635596981803]
[237976,2,2,0.6323716526113331]
[237976,3,2,0.79917147507027675]
[237976,0.1,3,2.7282142328746976E-2]
[237976,0.2,3,5.3646989199585805E-2]
[237976,0.4,3,0.10625832223701734]
[237976,0.6,3,0.15866252404201811]
[237976,0.8,3,0.21020861074123398]
[237976,1,3,0.2603639591655571]
[237976,1.25,3,0.32137890220446813]
[237976,1.5,3,0.38050007397544017]
[237976,2,3,0.49137446367805893]
[237976,3,3,0.67299896434383777]
[237976,0.1,5,1.6777629826897473E-2]
[237976,0.2,5,3.2933865956502426E-2]
[237976,0.4,5,6.5127977511466206E-2]
[237976,0.6,5,9.7351679242491565E-2]
[237976,0.8,5,0.12957538097351681]
[237976,1,5,0.16182867288060368]
[237976,1.25,5,0.20218967302855456]
[237976,1.5,5,0.24213641071164382]
[237976,2,5,0.32152685308477591]
[237976,3,5,0.47430093209054602]
[237976,0.1,10,8.8178724663412287E-3]
[237976,0.2,10,1.6836810179020643E-2]
[237976,0.4,10,3.3081816836810239E-2]
[237976,0.6,10,4.9297233318538358E-2]
[237976,0.8,10,6.5512649800266373E-2]
[237976,1,10,8.1698476105932907E-2]
[237976,1.25,10,0.10199733688415454]
[237976,1.5,10,0.12229619766237616]
[237976,2,10,0.1629235093948809]
[237976,3,10,0.24429649356413671]
[238620,0.1,0.5,0.10301433042332396]
[238620,0.2,0.5,0.19673859331246915]
[238620,0.4,0.5,0.36343271289738099]
[238620,0.6,0.5,0.50107066381156318]
[238620,0.8,0.5,0.61268324822928677]
[238620,1,0.5,0.70103772030966893]
[238620,1.25,0.5,0.78405534508318231]
[238620,1.5,0.5,0.84450667105913357]
[238620,2,0.5,0.91727886674353487]
[238620,3,0.5,0.97605007412287925]
[238620,0.1,0.75,8.1996376214791653E-2]
[238620,0.2,0.75,0.15809586559051225]
[238620,0.4,0.75,0.29784220062592653]
[238620,0.6,0.75,0.42026025366496461]
[238620,0.8,0.75,0.52627244276066543]
[238620,1,0.75,0.61591171141492329]
[238620,1.25,0.75,0.70706638115631693]
[238620,1.5,0.75,0.77667600065886999]
[238620,2,0.75,0.87142151210673702]
[238620,3,0.75,0.95651457749958824]
[238620,0.1,1,6.7896557404052052E-2]
[238620,0.2,1,0.13170812057321696]
[238620,0.4,1,0.25195190248723437]
[238620,0.6,1,0.36139021577993735]
[238620,0.8,1,0.45956185142480643]
[238620,1,1,0.54570910887827384]
[238620,1.25,1,0.63844506671059142]
[238620,1.5,1,0.71451161258441775]
[238620,2,1,0.82325811233734147]
[238620,3,1,0.93559545379673859]
[238620,0.1,2,3.9828693790149881E-2]
[238620,0.2,2,7.8669082523472295E-2]
[238620,0.4,2,0.15437324987646187]
[238620,0.6,2,0.22773842859495966]
[238620,0.8,2,0.29850107066381154]
[238620,1,2,0.36593641904134411]
[238620,1.25,2,0.44391368802503711]
[238620,1.5,2,0.51619173118102457]
[238620,2,2,0.64325481798715201]
[238620,3,2,0.81571405040355782]
[238620,0.1,3,2.8232581123373391E-2]
[238620,0.2,3,5.5740405205073305E-2]
[238620,0.4,3,0.11032778784384781]
[238620,0.6,3,0.16395980892768902]
[238620,0.8,3,0.21703179047932797]
[238620,1,3,0.26901663646845658]
[238620,1.25,3,0.33180695107889968]
[238620,1.5,3,0.39215944654916818]
[238620,2,3,0.50532037555592157]
[238620,3,3,0.69375720639103944]
[238620,0.1,5,1.7954208532367046E-2]
[238620,0.2,5,3.534837753253172E-2]
[238620,0.4,5,6.9873167517707085E-2]
[238620,0.6,5,0.10443090100477687]
[238620,0.8,5,0.13882391698237528]
[238620,1,5,0.17315104595618513]
[238620,1.25,5,0.21577993740734641]
[238620,1.5,5,0.25801350683577667]
[238620,2,5,0.34106407511118436]
[238620,3,5,0.49817163564486905]
[238620,0.1,10,9.6195025531214499E-3]
[238620,0.2,10,1.8580135068357768E-2]
[238620,0.4,10,3.6567287102618987E-2]
[238620,0.6,10,5.4587382638774502E-2]
[238620,0.8,10,7.2607478174930018E-2]
[238620,1,10,9.0627573711085527E-2]
[238620,1.25,10,0.11316092900675337]
[238620,1.5,10,0.13572722780431562]
[238620,2,10,0.1806621643880745]
[238620,3,10,0.27026848954043814]
[240807,0.1,0.5,0.12425257115522599]
[240807,0.2,0.5,0.22590289404448699]
[240807,0.4,0.5,0.39607749342262621]
[240807,0.6,0.5,0.52786414733317388]
[240807,0.8,0.5,0.6335804831380053]
[240807,1,0.5,0.71884716574982066]
[240807,1.25,0.5,0.80088495575221241]
[240807,1.5,0.5,0.86008132025831141]
[240807,2,0.5,0.93099736905046637]
[240807,3,0.5,0.98277923941640755]
[240807,0.1,0.75,9.8421430279837407E-2]
[240807,0.2,0.75,0.18189428366419516]
[240807,0.4,0.75,0.33018416646735232]
[240807,0.6,0.75,0.4535996173164315]
[240807,0.8,0.75,0.55429323128438168]
[240807,1,0.75,0.63908155943554179]
[240807,1.25,0.75,0.72614207127481467]
[240807,1.5,0.75,0.79598182253049521]
[240807,2,0.75,0.89165271466156426]
[240807,3,0.75,0.96998325759387716]
[240807,0.1,1,8.1798612772064114E-2]
[240807,0.2,1,0.15331260464003826]
[240807,0.4,1,0.28151160009567089]
[240807,0.6,1,0.39571872757713467]
[240807,0.8,1,0.49294427170533361]
[240807,1,1,0.57641712508969145]
[240807,1.25,1,0.66359722554412814]
[240807,1.5,1,0.73690504663955991]
[240807,2,1,0.84465438890217659]
[240807,3,1,0.9559913896197082]
[240807,0.1,2,4.8074623295862248E-2]
[240807,0.2,2,9.2920353982300904E-2]
[240807,0.4,2,0.17794785936378862]
[240807,0.6,2,0.25843099736905051]
[240807,0.8,2,0.33460894522841428]
[240807,1,2,0.4039703420234394]
[240807,1.25,2,0.48373594833771821]
[240807,1.5,2,0.55656541497249457]
[240807,2,2,0.67711073905764174]
[240807,3,2,0.84274097105955514]
[240807,0.1,3,3.3484812245874115E-2]
[240807,0.2,3,6.6012915570437758E-2]
[240807,0.4,3,0.12903611576177945]
[240807,0.6,3,0.18954795503468069]
[240807,0.8,3,0.2483855536952882]
[240807,1,3,0.30459220282229127]
[240807,1.25,3,0.37275771346567804]
[240807,1.5,3,0.43637885673283905]
[240807,2,3,0.55226022482659654]
[240807,3,3,0.72949055249940198]
[240807,0.1,5,2.0808419038507473E-2]
[240807,0.2,5,4.1258072231523633E-2]
[240807,0.4,5,8.1679024156900246E-2]
[240807,0.6,5,0.12186079885194931]
[240807,0.8,5,0.16168380770150687]
[240807,1,5,0.20138722793590053]
[240807,1.25,5,0.25017938292274583]
[240807,1.5,5,0.29813441760344417]
[240807,2,5,0.39021765127959818]
[240807,3,5,0.55955513035159055]
[240807,0.1,10,1.0882563979909029E-2]
[240807,0.2,10,2.1167184883998994E-2]
[240807,0.4,10,4.2095192537670453E-2]
[240807,0.6,10,6.3023200191341805E-2]
[240807,0.8,10,8.3831619229849372E-2]
[240807,1,10,0.10464003826835686]
[240807,1.25,10,0.13071035637407319]
[240807,1.5,10,0.15678067447978952]
[240807,2,10,0.2088017220760584]
[240807,3,10,0.31224587419277683]
[241088,0.1,0.5,0.18727366787377139]
[241088,0.2,0.5,0.33574754267977236]
[241088,0.4,0.5,0.54746508018623907]
[241088,0.6,0.5,0.68727366787377131]
[241088,0.8,0.5,0.78349715468184167]
[241088,1,0.5,0.85139679255043976]
[241088,1.25,0.5,0.90506983962752197]
[241088,1.5,0.5,0.93714433523021212]
[241088,2,0.5,0.9720641489912053]
[241088,3,0.5,0.99236937403000514]
[241088,0.1,0.75,0.15209518882565962]
[241088,0.2,0.75,0.28142783238489394]
[241088,0.4,0.75,0.48124676668391103]
[241088,0.6,0.75,0.62351267459906878]
[241088,0.8,0.75,0.72762545266425249]
[241088,1,0.75,0.80276771857216767]
[241088,1.25,0.75,0.86911536471805495]
[241088,1.5,0.75,0.90959648215209521]
[241088,2,0.75,0.95525090532850487]
[241088,3,0.75,0.98680807035695806]
[241088,0.1,1,0.12842731505431976]
[241088,0.2,1,0.24262803931712368]
[241088,0.4,1,0.42938437661665807]
[241088,0.6,1,0.5710036213140196]
[241088,0.8,1,0.67770305225038796]
[241088,1,1,0.75957061562338335]
[241088,1.25,1,0.83109156751163993]
[241088,1.5,1,0.88217796171753748]
[241088,2,1,0.94037765131919293]
[241088,3,1,0.98215209518882562]
[241088,0.1,2,7.7082255561303686E-2]
[241088,0.2,2,0.15131919296430418]
[241088,0.4,2,0.28957578892912567]
[241088,0.6,2,0.4148991205380238]
[241088,0.8,2,0.52664252457320226]
[241088,1,2,0.61639937920331089]
[241088,1.25,2,0.70525090532850498]
[241088,1.5,2,0.77302121055354378]
[241088,2,2,0.86471805483704078]
[241088,3,2,0.95344024831867558]
[241088,0.1,3,5.4319710294878414E-2]
[241088,0.2,3,0.10708742886704607]
[241088,0.4,3,0.21003621314019666]
[241088,0.6,3,0.30845835488877388]
[241088,0.8,3,0.40325918261769272]
[241088,1,3,0.4921107087428867]
[241088,1.25,3,0.59350750129332652]
[241088,1.5,3,0.67640972581479564]
[241088,2,3,0.79293843766166583]
[241088,3,3,0.91179513709260207]
[241088,0.1,5,3.4143817899637899E-2]
[241088,0.2,5,6.7511639937920365E-2]
[241088,0.4,5,0.13360062079668913]
[241088,0.6,5,0.19930160372478017]
[241088,0.8,5,0.26422659079151578]
[241088,1,5,0.32811691670977755]
[241088,1.25,5,0.40558717020175894]
[241088,1.5,5,0.4808587687532333]
[241088,2,5,0.62209001551991727]
[241088,3,5,0.82617692705638901]
[241088,0.1,10,1.8106570098292883E-2]
[241088,0.2,10,3.5307811691671048E-2]
[241088,0.4,10,6.9839627521986553E-2]
[241088,0.6,10,0.10450077599586133]
[241088,0.8,10,0.13890325918261767]
[241088,1,10,0.17343507501293329]
[241088,1.25,10,0.21637351267459906]
[241088,1.5,10,0.25931195033626486]
[241088,2,10,0.34493016037247798]
[241088,3,10,0.50853595447490951]
[241309,0.1,0.5,0.120189827710719]
[241309,0.2,0.5,0.23212627669452182]
[241309,0.4,0.5,0.41504178272980502]
[241309,0.6,0.5,0.56504694109150932]
[241309,0.8,0.5,0.6891571236975137]
[241309,1,0.5,0.78200763437532239]
[241309,1.25,0.5,0.86206540802641085]
[241309,1.5,0.5,0.91581553698545337]
[241309,2,0.5,0.96977200041266898]
[241309,3,0.5,0.99566697616836897]
[241309,0.1,0.75,9.1922005571030641E-2]
[241309,0.2,0.75,0.17961415454451662]
[241309,0.4,0.75,0.33364283503559272]
[241309,0.6,0.75,0.46456205509130294]
[241309,0.8,0.75,0.57753017641597026]
[241309,1,0.75,0.67636438667079335]
[241309,1.25,0.75,0.77736510884143206]
[241309,1.5,0.75,0.85009800887238218]
[241309,2,0.75,0.94078200763437536]
[241309,3,0.75,0.9894769421231816]
[241309,0.1,1,7.448674301041984E-2]
[241309,0.2,1,0.14660063963685127]
[241309,0.4,1,0.27844836479933971]
[241309,0.6,1,0.39636851336015677]
[241309,0.8,1,0.49901991127617867]
[241309,1,1,0.59032291344269061]
[241309,1.25,1,0.6907046322088104]
[241309,1.5,1,0.77643660373465384]
[241309,2,1,0.89363458165686571]
[241309,3,1,0.98225523573712981]
[241309,0.1,2,4.1989064273186841E-2]
[241309,0.2,2,8.3565459610027912E-2]
[241309,0.4,2,0.16352006602702973]
[241309,0.6,2,0.24089549159187043]
[241309,0.8,2,0.31558856907046318]
[241309,1,2,0.38677396059011654]
[241309,1.25,2,0.46982358402971214]
[241309,1.5,2,0.54534199938099659]
[241309,2,2,0.68111007943877022]
[241309,3,2,0.8806355101619725]
[241309,0.1,3,2.9093160012380073E-2]
[241309,0.2,3,5.797998555658717E-2]
[241309,0.4,3,0.11492829877230981]
[241309,0.6,3,0.17053543794490875]
[241309,0.8,3,0.22562674094707516]
[241309,1,3,0.27968637160837712]
[241309,1.25,3,0.34633240482822653]
[241309,1.5,3,0.41050242443000096]
[241309,2,3,0.53131125554523884]
[241309,3,3,0.72640049520272354]
[241309,0.1,5,1.8157433199215946E-2]
[241309,0.2,5,3.600536469617252E-2]
[241309,0.4,5,7.1804394924172052E-2]
[241309,0.6,5,0.1073970906839988]
[241309,0.8,5,0.14298978644382537]
[241309,1,5,0.17827298050139273]
[241309,1.25,5,0.22222222222222221]
[241309,1.5,5,0.26586196224079234]
[241309,2,5,0.35252243887341378]
[241309,3,5,0.5197565253275559]
[241309,0.1,10,9.4913855359536527E-3]
[241309,0.2,10,1.8363767667388741E-2]
[241309,0.4,10,3.6624368100691265E-2]
[241309,0.6,10,5.4781801299907028E-2]
[241309,0.8,10,7.2939234499122971E-2]
[241309,1,10,9.1199834932425505E-2]
[241309,1.25,10,0.1138966264314453]
[241309,1.5,10,0.13669658516455166]
[241309,2,10,0.18219333539667804]
[241309,3,10,0.27329000309501705]
[241737,0.1,0.5,0.17141961767471003]
[241737,0.2,0.5,0.31259793168285804]
[241737,0.4,0.5,0.51269194609840174]
[241737,0.6,0.5,0.63506737699780624]
[241737,0.8,0.5,0.724694453149483]
[241737,1,0.5,0.79238483234095891]
[241737,1.25,0.5,0.85239736759636475]
[241737,1.5,0.5,0.89862112190535881]
[241737,2,0.5,0.95518646192416179]
[241737,3,0.5,0.98668129113130676]
[241737,0.1,0.75,0.13851457223440919]
[241737,0.2,0.75,0.26041993105609529]
[241737,0.4,0.75,0.452522720150423]
[241737,0.6,0.75,0.5817925415230335]
[241737,0.8,0.75,0.66953932936383576]
[241737,1,0.75,0.74099028517706045]
[241737,1.25,0.75,0.80617361328737069]
[241737,1.5,0.75,0.85521780006267623]
[241737,2,0.75,0.92666875587590092]
[241737,3,0.75,0.97790661234722653]
[241737,0.1,1,0.116264493889063]
[241737,0.2,1,0.22297085553118146]
[241737,0.4,1,0.4003447195236603]
[241737,0.6,1,0.53619554998433094]
[241737,0.8,1,0.62785960513945471]
[241737,1,1,0.70009401441554375]
[241737,1.25,1,0.77170166092134129]
[241737,1.5,1,0.82356628016295841]
[241737,2,1,0.89924788467565031]
[241737,3,1,0.97163898464431209]
[241737,0.1,2,6.9727358194923136E-2]
[241737,0.2,2,0.13788780946411783]
[241737,0.4,2,0.26449388906298965]
[241737,0.6,2,0.37840802256345968]
[241737,0.8,2,0.48025697273581947]
[241737,1,2,0.56659354434346598]
[241737,1.25,2,0.65151989971795665]
[241737,1.5,2,0.71936696960200552]
[241737,2,2,0.81933563146349098]
[241737,3,2,0.92870573487934815]
[241737,0.1,3,4.9670949545596879E-2]
[241737,0.2,3,9.88718270134753E-2]
[241737,0.4,3,0.19429645879034776]
[241737,0.6,3,0.28455029771231588]
[241737,0.8,3,0.36853650893136941]
[241737,1,3,0.44829207145095579]
[241737,1.25,3,0.53838921968035092]
[241737,1.5,3,0.61642118458163586]
[241737,2,3,0.7356628016295832]
[241737,3,3,0.88420557818865564]
[241737,0.1,5,3.1494829207145039E-2]
[241737,0.2,5,6.251958633657162E-2]
[241737,0.4,5,0.12425571921027879]
[241737,0.6,5,0.18505170792854905]
[241737,0.8,5,0.24553431526167335]
[241737,1,5,0.3047633970542149]
[241737,1.25,5,0.37652773425258534]
[241737,1.5,5,0.44531494829207141]
[241737,2,5,0.57521153243497336]
[241737,3,5,0.76621748668129108]
[241737,0.1,10,1.6609213412723266E-2]
[241737,0.2,10,3.2748354747727929E-2]
[241737,0.4,10,6.4869946725164482E-2]
[241737,0.6,10,9.7148229395173952E-2]
[241737,0.8,10,0.12942651206518327]
[241737,1,10,0.16154810404261982]
[241737,1.25,10,0.20166092134127234]
[241737,1.5,10,0.24161704794735192]
[241737,2,10,0.32152930115951106]
[241737,3,10,0.47916013788780948]
[244055,0.1,0.5,0.13150492264416322]
[244055,0.2,0.5,0.24120956399437421]
[244055,0.4,0.5,0.42405063291139244]
[244055,0.6,0.5,0.56835443037974687]
[244055,0.8,0.5,0.68045007032348814]
[244055,1,0.5,0.76554149085794654]
[244055,1.25,0.5,0.84078762306610411]
[244055,1.5,0.5,0.89029535864978904]
[244055,2,0.5,0.94711673699015464]
[244055,3,0.5,0.98804500703234877]
[244055,0.1,0.75,0.10632911392405066]
[244055,0.2,0.75,0.19831223628691985]
[244055,0.4,0.75,0.36033755274261603]
[244055,0.6,0.75,0.49493670886075947]
[244055,0.8,0.75,0.60703234880450074]
[244055,1,0.75,0.6974683544303798]
[244055,1.25,0.75,0.78523206751054853]
[244055,1.5,0.75,0.84866385372714492]
[244055,2,0.75,0.92264416315049225]
[244055,3,0.75,0.98073136427566809]
[244055,0.1,1,8.8888888888888962E-2]
[244055,0.2,1,0.16821378340365689]
[244055,0.4,1,0.3122362869198313]
[244055,0.6,1,0.43741209563994377]
[244055,0.8,1,0.54641350210970463]
[244055,1,1,0.63797468354430387]
[244055,1.25,1,0.73052039381153311]
[244055,1.5,1,0.80450070323488054]
[244055,2,1,0.89915611814345997]
[244055,3,1,0.97426160337552747]
[244055,0.1,2,5.2461322081575272E-2]
[244055,0.2,2,0.10253164556962026]
[244055,0.4,2,0.19774964838255985]
[244055,0.6,2,0.28790436005625886]
[244055,0.8,2,0.37257383966244723]
[244055,1,2,0.45288326300984527]
[244055,1.25,2,0.54571026722925464]
[244055,1.5,2,0.62897327707454298]
[244055,2,2,0.76146272855133623]
[244055,3,2,0.91997187060478203]
[244055,0.1,3,3.684950773558375E-2]
[244055,0.2,3,7.2573839662447251E-2]
[244055,0.4,3,0.14261603375527429]
[244055,0.6,3,0.21026722925457103]
[244055,0.8,3,0.27538677918424753]
[244055,1,3,0.33895921237693388]
[244055,1.25,3,0.41533052039381158]
[244055,1.5,3,0.48860759493670886]
[244055,2,3,0.62489451476793256]
[244055,3,3,0.82264416315049227]
[244055,0.1,5,2.2925457102672329E-2]
[244055,0.2,5,4.5428973277074597E-2]
[244055,0.4,5,9.0154711673699012E-2]
[244055,0.6,5,0.13445850914205348]
[244055,0.8,5,0.17848101265822786]
[244055,1,5,0.22194092827004222]
[244055,1.25,5,0.27510548523206757]
[244055,1.5,5,0.32742616033755279]
[244055,2,5,0.42981715893108297]
[244055,3,5,0.62180028129395215]
[244055,0.1,10,1.1814345991561254E-2]
[244055,0.2,10,2.3347398030942386E-2]
[244055,0.4,10,4.6554149085794708E-2]
[244055,0.6,10,6.9620253164556972E-2]
[244055,0.8,10,9.2686357243319362E-2]
[244055,1,10,0.11575246132208163]
[244055,1.25,10,0.14458509142053452]
[244055,1.5,10,0.17341772151898741]
[244055,2,10,0.23066104078762314]
[244055,3,10,0.34556962025316462]
[245745,0.1,0.5,9.9172617023688084E-2]
[245745,0.2,0.5,0.18440439759718924]
[245745,0.4,0.5,0.33219993199591974]
[245745,0.6,0.5,0.45574067777399985]
[245745,0.8,0.5,0.55513997506517065]
[245745,1,0.5,0.63708489176017224]
[245745,1.25,0.5,0.72129661113000121]
[245745,1.5,0.5,0.78692054856624738]
[245745,2,0.5,0.8806528391703502]
[245745,3,0.5,0.95636404850957724]
[245745,0.1,0.75,7.7637991612830151E-2]
[245745,0.2,0.75,0.14677547319505846]
[245745,0.4,0.75,0.2715629604442934]
[245745,0.6,0.75,0.37980278816729002]
[245745,0.8,0.75,0.47115493596282443]
[245745,1,0.75,0.55117307038422303]
[245745,1.25,0.75,0.63595149042275878]
[245745,1.5,0.75,0.70758245494729688]
[245745,2,0.75,0.8128754391930183]
[245745,3,0.75,0.927802334806755]
[245745,0.1,1,6.4037175563867302E-2]
[245745,0.2,1,0.12229400430692515]
[245745,0.4,1,0.23008047149495639]
[245745,0.6,1,0.32664626544259329]
[245745,0.8,1,0.4122180664173184]
[245745,1,1,0.48679587441913186]
[245745,1.25,1,0.56930749178284035]
[245745,1.5,1,0.64014507537118892]
[245745,2,1,0.75586535192111526]
[245745,3,1,0.89482035588802]
[245745,0.1,2,3.7288904000906793E-2]
[245745,0.2,2,7.2991046129434439E-2]
[245745,0.4,2,0.14167516717669726]
[245745,0.6,2,0.2075257848804262]
[245745,0.8,2,0.26884279723450083]
[245745,1,2,0.32630624504136918]
[245745,1.25,2,0.39499036608863203]
[245745,1.5,2,0.45834750085005105]
[245745,2,2,0.5708942536552194]
[245745,3,2,0.74305791680834188]
[245745,0.1,3,2.6068230760512345E-2]
[245745,0.2,3,5.1456420718576514E-2]
[245745,0.4,3,0.10121273943103259]
[245745,0.6,3,0.14983565680607502]
[245745,0.8,3,0.1974385129774453]
[245745,1,3,0.24311458687521256]
[245745,1.25,3,0.29819789187351242]
[245745,1.5,3,0.35146775473195058]
[245745,2,3,0.45109373229060412]
[245745,3,3,0.62155729343760624]
[245745,0.1,5,1.6207639125014245E-2]
[245745,0.2,5,3.2075257848804405E-2]
[245745,0.4,5,6.358381502890173E-2]
[245745,0.6,5,9.4979032075257847E-2]
[245745,0.8,5,0.12614756885413128]
[245745,1,5,0.15720276549926335]
[245745,1.25,5,0.19585175110506636]
[245745,1.5,5,0.23382069590842122]
[245745,2,5,0.30737844270656245]
[245745,3,5,0.44848690921455292]
[245745,0.1,10,8.273829763119165E-3]
[245745,0.2,10,1.6320979258755541E-2]
[245745,0.4,10,3.2415278250028288E-2]
[245745,0.6,10,4.8622917375042533E-2]
[245745,0.8,10,6.4717216366315278E-2]
[245745,1,10,8.0811515357588223E-2]
[245745,1.25,10,0.10087271902980852]
[245745,1.5,10,0.12104726283577019]
[245745,2,10,0.16139635044769357]
[245745,3,10,0.24198118553779899]
[248169,0.1,0.5,0.16280510469582457]
[248169,0.2,0.5,0.29872382604386072]
[248169,0.4,0.5,0.50291165902614299]
[248169,0.6,0.5,0.64279519266509721]
[248169,0.8,0.5,0.73807458803122294]
[248169,1,0.5,0.80621979928137777]
[248169,1.25,0.5,0.86779829017469956]
[248169,1.5,0.5,0.90980052038161319]
[248169,2,0.5,0.95415685788625948]
[248169,3,0.5,0.98228224507495976]
[248169,0.1,0.75,0.13183000867302691]
[248169,0.2,0.75,0.25114607855284354]
[248169,0.4,0.75,0.44096146698054767]
[248169,0.6,0.75,0.58109280138768427]
[248169,0.8,0.75,0.68467352248791968]
[248169,1,0.75,0.75926155371081649]
[248169,1.25,0.75,0.82616776112005941]
[248169,1.5,0.75,0.87634741667699168]
[248169,2,0.75,0.93643910296121924]
[248169,3,0.75,0.97645892702267367]
[248169,0.1,1,0.11089084376161561]
[248169,0.2,1,0.21471936563003341]
[248169,0.4,1,0.39350761987362165]
[248169,0.6,1,0.53215214967166402]
[248169,0.8,1,0.63833477883781431]
[248169,1,1,0.71973733118572658]
[248169,1.25,1,0.79432536240862339]
[248169,1.5,1,0.84772642795192665]
[248169,2,1,0.91810184611572299]
[248169,3,1,0.97075950935447908]
[248169,0.1,2,6.7277908561516567E-2]
[248169,0.2,2,0.13294511212984755]
[248169,0.4,2,0.25944740428695323]
[248169,0.6,2,0.37603766571676372]
[248169,0.8,2,0.48333539833973482]
[248169,1,2,0.57700408871267506]
[248169,1.25,2,0.67017717754925044]
[248169,1.5,2,0.74241110147441447]
[248169,2,2,0.84685912526328833]
[248169,3,2,0.94820963944988224]
[248169,0.1,3,4.8197249411473096E-2]
[248169,0.2,3,9.5403295750216777E-2]
[248169,0.4,3,0.18832858381860978]
[248169,0.6,3,0.27790856151654064]
[248169,0.8,3,0.36389542807582698]
[248169,1,3,0.44542188080783046]
[248169,1.25,3,0.54194028001486805]
[248169,1.5,3,0.6304051542559781]
[248169,2,3,0.76384586792219056]
[248169,3,3,0.91512823689753431]
[248169,0.1,5,3.0727295254615209E-2]
[248169,0.2,5,6.0835088588774587E-2]
[248169,0.4,5,0.1209267748730021]
[248169,0.6,5,0.18052285962086481]
[248169,0.8,5,0.23887994052781564]
[248169,1,5,0.29624581836203695]
[248169,1.25,5,0.36637343575765086]
[248169,1.5,5,0.43526204931235285]
[248169,2,5,0.56647255606492375]
[248169,3,5,0.78366992937678104]
[248169,0.1,10,1.635485070003713E-2]
[248169,0.2,10,3.2090199479618317E-2]
[248169,0.4,10,6.3684797422871933E-2]
[248169,0.6,10,9.5155494982034419E-2]
[248169,0.8,10,0.12662619254119681]
[248169,1,10,0.15809689010035929]
[248169,1.25,10,0.19687771032090196]
[248169,1.5,10,0.23553463015735346]
[248169,2,10,0.3118572667575269]
[248169,3,10,0.46264403419650602]
[252560,0.1,0.5,0.14829794405123026]
[252560,0.2,0.5,0.27226154364678135]
[252560,0.4,0.5,0.46841927873272671]
[252560,0.6,0.5,0.61793056959892156]
[252560,0.8,0.5,0.72645770138186727]
[252560,1,0.5,0.8082237950792045]
[252560,1.25,0.5,0.87819346140883048]
[252560,1.5,0.5,0.92369396697000339]
[252560,2,0.5,0.9714863498483316]
[252560,3,0.5,0.9950117964273677]
[252560,0.1,0.75,0.12133468149646111]
[252560,0.2,0.75,0.2283788338388946]
[252560,0.4,0.75,0.4066734074823054]
[252560,0.6,0.75,0.54937647455342109]
[252560,0.8,0.75,0.66147623862487359]
[252560,1,0.75,0.75079204583754644]
[252560,1.25,0.75,0.83208628244017524]
[252560,1.5,0.75,0.88972025615099437]
[252560,2,0.75,0.95207280080889789]
[252560,3,0.75,0.99197842938995617]
[252560,0.1,1,0.10259521402089654]
[252560,0.2,1,0.1954836535220762]
[252560,0.4,1,0.35861139197842939]
[252560,0.6,1,0.49497809234917428]
[252560,0.8,1,0.60660599932591841]
[252560,1,1,0.69895517357600268]
[252560,1.25,1,0.79137175598247389]
[252560,1.5,1,0.85702730030333674]
[252560,2,1,0.93629929221435793]
[252560,3,1,0.98746208291203241]
[252560,0.1,2,6.3026626221772866E-2]
[252560,0.2,2,0.12328951803168187]
[252560,0.4,2,0.23768115942028994]
[252560,0.6,2,0.3451297607010449]
[252560,0.8,2,0.44266936299292214]
[252560,1,2,0.53110886417256487]
[252560,1.25,2,0.62709807886754299]
[252560,1.5,2,0.70832490731378495]
[252560,2,2,0.83606336366700373]
[252560,3,2,0.96757667677789017]
[252560,0.1,3,4.4961240310077623E-2]
[252560,0.2,3,8.8641725648803585E-2]
[252560,0.4,3,0.17398045163464787]
[252560,0.6,3,0.25756656555443219]
[252560,0.8,3,0.3375126390293226]
[252560,1,3,0.41253791708796766]
[252560,1.25,3,0.50171890798786656]
[252560,1.5,3,0.5834850016852039]
[252560,2,3,0.71755982473879332]
[252560,3,3,0.90064037748567571]
[252560,0.1,5,2.8581058308055358E-2]
[252560,0.2,5,5.6218402426693723E-2]
[252560,0.4,5,0.11135827435119655]
[252560,0.6,5,0.16622851365015173]
[252560,0.8,5,0.22035726322885069]
[252560,1,5,0.27367711493090668]
[252560,1.25,5,0.3398045163464779]
[252560,1.5,5,0.40411189753960236]
[252560,2,5,0.5254465790360634]
[252560,3,5,0.73070441523424334]
[252560,0.1,10,1.53016514998315E-2]
[252560,0.2,10,2.9659588810246124E-2]
[252560,0.4,10,5.8510279743849022E-2]
[252560,0.6,10,8.7293562521065154E-2]
[252560,0.8,10,0.11600943714189417]
[252560,1,10,0.1448601280754972]
[252560,1.25,10,0.18085608358611402]
[252560,1.5,10,0.21691944725311763]
[252560,2,10,0.28904617458712506]
[252560,3,10,0.43174924165824069]
[253395,0.1,0.5,0.12348413533418241]
[253395,0.2,0.5,0.22991306273880063]
[253395,0.4,0.5,0.40611329530981788]
[253395,0.6,0.5,0.54510216512542231]
[253395,0.8,0.5,0.65230632925411158]
[253395,1,0.5,0.73492441441940315]
[253395,1.25,0.5,0.81250346087823255]
[253395,1.5,0.5,0.86815438285619362]
[253395,2,0.5,0.9349354892297469]
[253395,3,0.5,0.98161581482917104]
[253395,0.1,0.75,0.10183288111191108]
[253395,0.2,0.75,0.19236945567307159]
[253395,0.4,0.75,0.3499640068663824]
[253395,0.6,0.75,0.48197574616534694]
[253395,0.8,0.75,0.58807242925964898]
[253395,1,0.75,0.67257323218339882]
[253395,1.25,0.75,0.75640954648651637]
[253395,1.5,0.75,0.81931446923971429]
[253395,2,0.75,0.90287391328423494]
[253395,3,0.75,0.96987651586466583]
[253395,0.1,1,8.6162024475330903E-2]
[253395,0.2,1,0.16490392602026699]
[253395,0.4,1,0.30638462816324274]
[253395,0.6,1,0.4292042748767928]
[253395,0.8,1,0.53530095797109478]
[253395,1,1,0.62179522675674181]
[253395,1.25,1,0.70773575502519526]
[253395,1.5,1,0.77673182346752312]
[253395,2,1,0.87059084113184559]
[253395,3,1,0.95835871310703813]
[253395,0.1,2,5.1442494047289553E-2]
[253395,0.2,2,0.10094689628440115]
[253395,0.4,2,0.19729774627609503]
[253395,0.6,2,0.28894180187164303]
[253395,0.8,2,0.37532532255385126]
[253395,1,2,0.45545157539177145]
[253395,1.25,2,0.5461542721080902]
[253395,1.5,2,0.62583753253225538]
[253395,2,2,0.74826956088376995]
[253395,3,2,0.89135611052660724]
[253395,0.1,3,3.6048507669306153E-2]
[253395,0.2,3,7.0878786200786373E-2]
[253395,0.4,3,0.1402070989534305]
[253395,0.6,3,0.20887092308544217]
[253395,0.8,3,0.27631651807962787]
[253395,1,3,0.34138102884988097]
[253395,1.25,3,0.41934769367074587]
[253395,1.5,3,0.49310593056093915]
[253395,2,3,0.6240101888255164]
[253395,3,3,0.80785204053380588]
[253395,0.1,5,2.2315742842903937E-2]
[253395,0.2,5,4.3911623013456046E-2]
[253395,0.4,5,8.6881887147682732E-2]
[253395,0.6,5,0.12979677723018998]
[253395,0.8,5,0.17276704136441667]
[253395,1,5,0.21568193144692405]
[253395,1.25,5,0.26928401351126868]
[253395,1.5,5,0.32183398859294537]
[253395,2,5,0.42460822858408553]
[253395,3,5,0.61443047787806626]
[253395,0.1,10,1.179467301622465E-2]
[253395,0.2,10,2.2592613101500705E-2]
[253395,0.4,10,4.4576111634088249E-2]
[253395,0.6,10,6.6448862063237121E-2]
[253395,0.8,10,8.8376986544105432E-2]
[253395,1,10,0.11024973697325431]
[253395,1.25,10,0.13765989257433969]
[253395,1.5,10,0.16501467412370566]
[253395,2,10,0.21989035937759574]
[253395,3,10,0.32936485962677892]
[254795,0.1,0.5,0.12274184519871757]
[254795,0.2,0.5,0.22955574779909416]
[254795,0.4,0.5,0.41178565976286197]
[254795,0.6,0.5,0.55722355096432752]
[254795,0.8,0.5,0.66973690906315198]
[254795,1,0.5,0.75517785354434885]
[254795,1.25,0.5,0.83227316675996132]
[254795,1.5,0.5,0.88631621800417293]
[254795,2,0.5,0.94504096483639499]
[254795,3,0.5,0.98870286499414783]
[254795,0.1,0.75,9.9893135209404155E-2]
[254795,0.2,0.75,0.18971044730548062]
[254795,0.4,0.75,0.34914253727545674]
[254795,0.6,0.75,0.48475904534120401]
[254795,0.8,0.75,0.59737417943107229]
[254795,1,0.75,0.68988855528980708]
[254795,1.25,0.75,0.77817922752022795]
[254795,1.5,0.75,0.84234898987328899]
[254795,2,0.75,0.92132715892321004]
[254795,3,0.75,0.97872881787186405]
[254795,0.1,1,8.3761640628975662E-2]
[254795,0.2,1,0.16090784184010987]
[254795,0.4,1,0.30140959747595542]
[254795,0.6,1,0.42603429850898172]
[254795,0.8,1,0.53600325683171335]
[254795,1,1,0.62989160856953841]
[254795,1.25,1,0.72479772021780053]
[254795,1.5,1,0.799450409648364]
[254795,2,1,0.8963411531219786]
[254795,3,1,0.97043407460180142]
[254795,0.1,2,4.9463131647244481E-2]
[254795,0.2,2,9.6941631469136494E-2]
[254795,0.4,2,0.18920156735026208]
[254795,0.6,2,0.27754312757620481]
[254795,0.8,2,0.36099944023204922]
[254795,1,2,0.43941784133122996]
[254795,1.25,2,0.53010024935117805]
[254795,1.5,2,0.61264057808762917]
[254795,2,2,0.75192102183095011]
[254795,3,2,0.91593303139789317]
[254795,0.1,3,3.4502060963818679E-2]
[254795,0.2,3,6.7833698030634493E-2]
[254795,0.4,3,0.13393720421352612]
[254795,0.6,3,0.19861584652180553]
[254795,0.8,3,0.26192051295099489]
[254795,1,3,0.32364765151900665]
[254795,1.25,3,0.39819856495852624]
[254795,1.5,3,0.46872932675181928]
[254795,2,3,0.6020049870235612]
[254795,3,3,0.81018777670347564]
[254795,0.1,5,2.1372958119179591E-2]
[254795,0.2,5,4.1880820314487831E-2]
[254795,0.4,5,8.2794768714060302E-2]
[254795,0.6,5,0.12350516513154546]
[254795,0.8,5,0.16411378555798695]
[254795,1,5,0.20467151798890643]
[254795,1.25,5,0.2553559615286754]
[254795,1.5,5,0.30527708513561652]
[254795,2,5,0.40272759655997148]
[254795,3,5,0.58963920411175008]
[254795,0.1,10,1.1246247010330267E-2]
[254795,0.2,10,2.167828609231074E-2]
[254795,0.4,10,4.2440588265228216E-2]
[254795,0.6,10,6.315200244262377E-2]
[254795,0.8,10,8.3914304615541238E-2]
[254795,1,10,0.10457483079741488]
[254795,1.25,10,0.13042593252251788]
[254795,1.5,10,0.15627703424762107]
[254795,2,10,0.20797923769782709]
[254795,3,10,0.31128186860719553]
[255995,0.1,0.5,0.12028201865988135]
[255995,0.2,0.5,0.22375954198473283]
[255995,0.4,0.5,0.39986217133163704]
[255995,0.6,0.5,0.5394402035623409]
[255995,0.8,0.5,0.64874893977947412]
[255995,1,0.5,0.73393765903307884]
[255995,1.25,0.5,0.81371925360474984]
[255995,1.5,0.5,0.87134223918575071]
[255995,2,0.5,0.93999151823579297]
[255995,3,0.5,0.98552798982188294]
[255995,0.1,0.75,9.8388464800678629E-2]
[255995,0.2,0.75,0.18585665818490246]
[255995,0.4,0.75,0.33974766751484309]
[255995,0.6,0.75,0.46941263782866838]
[255995,0.8,0.75,0.57612383375742149]
[255995,1,0.75,0.66353901611535193]
[255995,1.25,0.75,0.75090118744698897]
[255995,1.5,0.75,0.81721798134011869]
[255995,2,0.75,0.90839694656488545]
[255995,3,0.75,0.97651611535199312]
[255995,0.1,1,8.2750212044105168E-2]
[255995,0.2,1,0.15866200169635286]
[255995,0.4,1,0.29500636132315528]
[255995,0.6,1,0.41422815945716707]
[255995,0.8,1,0.51850084817642073]
[255995,1,1,0.60602205258693809]
[255995,1.25,1,0.69656488549618323]
[255995,1.5,1,0.7694020356234097]
[255995,2,1,0.87155428329092466]
[255995,3,1,0.9673982188295166]
[255995,0.1,2,4.8240033927056836E-2]
[255995,0.2,2,9.5154792196777013E-2]
[255995,0.4,2,0.18606870229007641]
[255995,0.6,2,0.27321882951653942]
[255995,0.8,2,0.35591603053435117]
[255995,1,2,0.43235793044953352]
[255995,1.25,2,0.52131043256997456]
[255995,1.5,2,0.60162213740458015]
[255995,2,2,0.73224130619168792]
[255995,3,2,0.89609838846480061]
[255995,0.1,3,3.33439355385921E-2]
[255995,0.2,3,6.5945716709075466E-2]
[255995,0.4,3,0.13061916878710783]
[255995,0.6,3,0.19460347752332491]
[255995,0.8,3,0.25763358778625961]
[255995,1,3,0.31902035623409669]
[255995,1.25,3,0.3931297709923664]
[255995,1.5,3,0.46321034775233255]
[255995,2,3,0.59351145038167941]
[255995,3,3,0.79574851569126381]
[255995,0.1,5,2.0515267175572543E-2]
[255995,0.2,5,4.0341391009329895E-2]
[255995,0.4,5,8.0046649703138337E-2]
[255995,0.6,5,0.11969889737065305]
[255995,0.8,5,0.15945716709075491]
[255995,1,5,0.19900339270568285]
[255995,1.25,5,0.2485156912637829]
[255995,1.5,5,0.29770992366412219]
[255995,2,5,0.39477311280746397]
[255995,3,5,0.5798346055979644]
[255995,0.1,10,1.0814249363867717E-2]
[255995,0.2,10,2.072731128074649E-2]
[255995,0.4,10,4.0871501272264674E-2]
[255995,0.6,10,6.0962680237489505E-2]
[255995,0.8,10,8.1053859202714157E-2]
[255995,1,10,0.10114503816793899]
[255995,1.25,10,0.12627226463104332]
[255995,1.5,10,0.15145250212044101]
[255995,2,10,0.20181297709923665]
[255995,3,10,0.30253392705682786]
[256065,0.1,0.5,0.15276865834974837]
[256065,0.2,0.5,0.2778142554898958]
[256065,0.4,0.5,0.4747209455022981]
[256065,0.6,0.5,0.62457138688261471]
[256065,0.8,0.5,0.73830889326621441]
[256065,1,0.5,0.81965419128912242]
[256065,1.25,0.5,0.88589771649522142]
[256065,1.5,0.5,0.92770117458233026]
[256065,2,0.5,0.972276938790399]
[256065,3,0.5,0.99854089151528425]
[256065,0.1,0.75,0.12745312613992849]
[256065,0.2,0.75,0.23710512876632375]
[256065,0.4,0.75,0.41759684832567306]
[256065,0.6,0.75,0.5626322317064274]
[256065,0.8,0.75,0.67826657912015764]
[256065,1,0.75,0.7653753556576931]
[256065,1.25,0.75,0.84635587655942224]
[256065,1.5,0.75,0.89625738673670385]
[256065,2,0.75,0.953381483913329]
[256065,3,0.75,0.99525789742467352]
[256065,0.1,1,0.109068359232509]
[256065,0.2,1,0.20573429634493326]
[256065,0.4,1,0.37265630699642521]
[256065,0.6,1,0.51214707813525939]
[256065,0.8,1,0.6283650689428758]
[256065,1,1,0.72036185890420956]
[256065,1.25,1,0.80681403662362305]
[256065,1.5,1,0.86882614722404616]
[256065,2,1,0.9373312905814547]
[256065,3,1,0.99161012621288391]
[256065,0.1,2,6.7118990296928568E-2]
[256065,0.2,2,0.13029838768512447]
[256065,0.4,2,0.24972641715911578]
[256065,0.6,2,0.35930546436127531]
[256065,0.8,2,0.46093237032173345]
[256065,1,2,0.55431531334354711]
[256065,1.25,2,0.65535857591011892]
[256065,1.5,2,0.74035164514481644]
[256065,2,2,0.86087400598234476]
[256065,3,2,0.9690669001240243]
[256065,0.1,3,4.683738235937851E-2]
[256065,0.2,3,9.2507477930984211E-2]
[256065,0.4,3,0.18136718465017879]
[256065,0.6,3,0.26730867439994171]
[256065,0.8,3,0.34909170496826436]
[256065,1,3,0.42671627635514708]
[256065,1.25,3,0.51893193258918802]
[256065,1.5,3,0.60253884876340558]
[256065,2,3,0.74728241044721677]
[256065,3,3,0.9220106514919385]
[256065,0.1,5,2.8598526300430527E-2]
[256065,0.2,5,5.6467498358503017E-2]
[256065,0.4,5,0.11213248705041225]
[256065,0.6,5,0.16772452031808574]
[256065,0.8,5,0.22338950900999496]
[256065,1,5,0.27883563142919682]
[256065,1.25,5,0.34741373021084121]
[256065,1.5,5,0.41445976508353399]
[256065,2,5,0.54089151528416135]
[256065,3,5,0.75049244911359159]
[256065,0.1,10,1.4882906544101598E-2]
[256065,0.2,10,2.889034799737366E-2]
[256065,0.4,10,5.7051141752389289E-2]
[256065,0.6,10,8.5138980083169294E-2]
[256065,0.8,10,0.11329977383818492]
[256065,1,10,0.14138761216896481]
[256065,1.25,10,0.17655212665061645]
[256065,1.5,10,0.21164368570803249]
[256065,2,10,0.28189975924710009]
[256065,3,10,0.42212008462829215]
[257665,0.1,0.5,0.14259040880503149]
[257665,0.2,0.5,0.25894261006289304]
[257665,0.4,0.5,0.4426100628930818]
[257665,0.6,0.5,0.58126965408805031]
[257665,0.8,0.5,0.68769654088050314]
[257665,1,0.5,0.76680424528301883]
[257665,1.25,0.5,0.83726415094339612]
[257665,1.5,0.5,0.8849253144654089]
[257665,2,0.5,0.93838443396226412]
[257665,3,0.5,0.98712657232704404]
[257665,0.1,0.75,0.11900550314465412]
[257665,0.2,0.75,0.21973270440251569]
[257665,0.4,0.75,0.38698899371069179]
[257665,0.6,0.75,0.51857311320754718]
[257665,0.8,0.75,0.62450864779874216]
[257665,1,0.75,0.70882468553459121]
[257665,1.25,0.75,0.79029088050314467]
[257665,1.5,0.75,0.84817216981132071]
[257665,2,0.75,0.9151926100628931]
[257665,3,0.75,0.97739779874213828]
[257665,0.1,1,0.10161163522012585]
[257665,0.2,1,0.1901533018867925]
[257665,0.4,1,0.34335691823899367]
[257665,0.6,1,0.46786556603773588]
[257665,0.8,1,0.57203223270440251]
[257665,1,1,0.65909984276729561]
[257665,1.25,1,0.74606918238993714]
[257665,1.5,1,0.8125]
[257665,2,1,0.89475235849056611]
[257665,3,1,0.96776729559748431]
[257665,0.1,2,6.2106918238993676E-2]
[257665,0.2,2,0.12038128930817607]
[257665,0.4,2,0.22955974842767299]
[257665,0.6,2,0.32910770440251574]
[257665,0.8,2,0.41843553459119498]
[257665,1,2,0.49773977987421386]
[257665,1.25,2,0.58765723270440251]
[257665,1.5,2,0.66430817610062887]
[257665,2,2,0.7847877358490567]
[257665,3,2,0.92246462264150941]
[257665,0.1,3,4.3730345911949714E-2]
[257665,0.2,3,8.5790094339622577E-2]
[257665,0.4,3,0.16715801886792458]
[257665,0.6,3,0.24547955974842769]
[257665,0.8,3,0.31987028301886788]
[257665,1,3,0.38934748427672955]
[257665,1.25,3,0.46973270440251574]
[257665,1.5,3,0.54382861635220126]
[257665,2,3,0.66961477987421381]
[257665,3,3,0.84709119496855356]
[257665,0.1,5,2.7122641509433942E-2]
[257665,0.2,5,5.3262578616352182E-2]
[257665,0.4,5,0.10534591194968562]
[257665,0.6,5,0.15703616352201266]
[257665,0.8,5,0.20843160377358494]
[257665,1,5,0.259433962264151]
[257665,1.25,5,0.32065644654088049]
[257665,1.5,5,0.38020833333333331]
[257665,2,5,0.49164701257861637]
[257665,3,5,0.67747641509433965]
[257665,0.1,10,1.4445754716981155E-2]
[257665,0.2,10,2.7712264150943397E-2]
[257665,0.4,10,5.4736635220125826E-2]
[257665,0.6,10,8.1761006289308241E-2]
[257665,0.8,10,0.10888364779874218]
[257665,1,10,0.13590801886792461]
[257665,1.25,10,0.16961477987421392]
[257665,1.5,10,0.20332154088050322]
[257665,2,10,0.27073506289308175]
[257665,3,10,0.40359669811320759]
[258395,0.1,0.5,0.13331737673528005]
[258395,0.2,0.5,0.24868358066060317]
[258395,0.4,0.5,0.44059358544758259]
[258395,0.6,0.5,0.59243657252273818]
[258395,0.8,0.5,0.70335088559119197]
[258395,1,0.5,0.7855433221637147]
[258395,1.25,0.5,0.85514600287218767]
[258395,1.5,0.5,0.90167544279559608]
[258395,2,0.5,0.95078985160363816]
[258395,3,0.5,0.98707515557683101]
[258395,0.1,0.75,0.10684538056486353]
[258395,0.2,0.75,0.20268070847295364]
[258395,0.4,0.75,0.37060794638583056]
[258395,0.6,0.75,0.51005265677357592]
[258395,0.8,0.75,0.62441359502154137]
[258395,1,0.75,0.71450454763044513]
[258395,1.25,0.75,0.80043082814743893]
[258395,1.5,0.75,0.86156055528961228]
[258395,2,0.75,0.92977501196744861]
[258395,3,0.75,0.97707036859741503]
[258395,0.1,1,8.8894207754906612E-2]
[258395,0.2,1,0.17113451412158923]
[258395,0.4,1,0.32020105313547154]
[258395,0.6,1,0.44973671613212068]
[258395,0.8,1,0.55897558640497846]
[258395,1,1,0.65179511728099571]
[258395,1.25,1,0.74451890856869318]
[258395,1.5,1,0.81483963618956445]
[258395,2,1,0.90684538056486352]
[258395,3,1,0.96826232647199617]
[258395,0.1,2,5.2178075634274762E-2]
[258395,0.2,2,0.10306366682623275]
[258395,0.4,2,0.20100526567735766]
[258395,0.6,2,0.29415988511249408]
[258395,0.8,2,0.38157012924844425]
[258395,1,2,0.46323599808520827]
[258395,1.25,2,0.55528961225466733]
[258395,1.5,2,0.63719483006223077]
[258395,2,2,0.76663475347056009]
[258395,3,2,0.91670655816180002]
[258395,0.1,3,3.6716132120631857E-2]
[258395,0.2,3,7.2379128769746309E-2]
[258395,0.4,3,0.1434179033030159]
[258395,0.6,3,0.212924844423169]
[258395,0.8,3,0.28070847295356632]
[258395,1,3,0.34652943992340834]
[258395,1.25,3,0.42637625658209671]
[258395,1.5,3,0.50205840114887512]
[258395,2,3,0.63614169459071335]
[258395,3,3,0.81953087601723318]
[258395,0.1,5,2.2977501196744875E-2]
[258395,0.2,5,4.514121589277173E-2]
[258395,0.4,5,8.937290569650555E-2]
[258395,0.6,5,0.13350885591191963]
[258395,0.8,5,0.17735758736237442]
[258395,1,5,0.22111057922450933]
[258395,1.25,5,0.27525131641933936]
[258395,1.5,5,0.32910483484921016]
[258395,2,5,0.4345619913834371]
[258395,3,5,0.63303015797032069]
[258395,0.1,10,1.2111057922450938E-2]
[258395,0.2,10,2.3264719961704195E-2]
[258395,0.4,10,4.5811393011010088E-2]
[258395,0.6,10,6.8358066060315983E-2]
[258395,0.8,10,9.0904739109621865E-2]
[258395,1,10,0.11345141215892776]
[258395,1.25,10,0.14164672091910002]
[258395,1.5,10,0.1696984202967928]
[258395,2,10,0.22575394925801823]
[258395,3,10,0.33791287697462907]
[258760,0.1,0.5,0.13338229893499823]
[258760,0.2,0.5,0.24318766066838046]
[258760,0.4,0.5,0.42511935365405806]
[258760,0.6,0.5,0.56312890194638265]
[258760,0.8,0.5,0.66691149467499078]
[258760,1,0.5,0.74910025706940875]
[258760,1.25,0.5,0.82710246052148362]
[258760,1.5,0.5,0.88204186558942343]
[258760,2,0.5,0.94799853103195009]
[258760,3,0.5,0.98971722365038561]
[258760,0.1,0.75,0.11105398457583551]
[258760,0.2,0.75,0.20616966580976867]
[258760,0.4,0.75,0.37032684539111271]
[258760,0.6,0.75,0.5030481087036357]
[258760,0.8,0.75,0.60624311421226595]
[258760,1,0.75,0.69026808666911488]
[258760,1.25,0.75,0.77451340433345572]
[258760,1.5,0.75,0.83973558575100993]
[258760,2,0.75,0.92221814175541683]
[258760,3,0.75,0.98288652221814177]
[258760,0.1,1,9.4528094013955261E-2]
[258760,0.2,1,0.17884686008079329]
[258760,0.4,1,0.32875504957767177]
[258760,0.6,1,0.45589423430040393]
[258760,0.8,1,0.5585751009915535]
[258760,1,1,0.64208593463092178]
[258760,1.25,1,0.72956298200514136]
[258760,1.5,1,0.79897172236503855]
[258760,2,1,0.89680499449136986]
[258760,3,1,0.97627616599338962]
[258760,0.1,2,5.7216305545354382E-2]
[258760,0.2,2,0.11120088138082991]
[258760,0.4,2,0.21505692251193542]
[258760,0.6,2,0.3124495042232831]
[258760,0.8,2,0.40308483290488428]
[258760,1,2,0.48703635695923614]
[258760,1.25,2,0.58156445097319132]
[258760,1.5,2,0.66213734851266992]
[258760,2,2,0.79111274329783332]
[258760,3,2,0.92985677561513036]
[258760,0.1,3,3.9955930958501688E-2]
[258760,0.2,3,7.8295997062063957E-2]
[258760,0.4,3,0.15387440323172977]
[258760,0.6,3,0.22761659933896439]
[258760,0.8,3,0.29871465295629823]
[258760,1,3,0.3670216672787367]
[258760,1.25,3,0.44979801689313259]
[258760,1.5,3,0.52831435916268821]
[258760,2,3,0.66713183988248259]
[258760,3,3,0.86478149100257073]
[258760,0.1,5,2.4458318031582826E-2]
[258760,0.2,5,4.8255600440690417E-2]
[258760,0.4,5,9.5336026441424901E-2]
[258760,0.6,5,0.14212265883217043]
[258760,0.8,5,0.18890929122291597]
[258760,1,5,0.23554902680866696]
[258760,1.25,5,0.29327947117150205]
[258760,1.5,5,0.35064267352185097]
[258760,2,5,0.46250459052515613]
[258760,3,5,0.66536907822254876]
[258760,0.1,10,1.2853470437018047E-2]
[258760,0.2,10,2.4678663239074573E-2]
[258760,0.4,10,4.8769739258171109E-2]
[258760,0.6,10,7.2713918472273237E-2]
[258760,0.8,10,9.6731546088872578E-2]
[258760,1,10,0.12067572530297471]
[258760,1.25,10,0.1506426735218509]
[258760,1.5,10,0.18060962174072712]
[258760,2,10,0.24039662137348511]
[258760,3,10,0.36019096584649285]
[262631,0.1,0.5,0.12835772880810681]
[262631,0.2,0.5,0.23435740710953834]
[262631,0.4,0.5,0.41579539971047125]
[262631,0.6,0.5,0.5620073990670742]
[262631,0.8,0.5,0.67524529515843645]
[262631,1,0.5,0.76178221006916524]
[262631,1.25,0.5,0.84252855074794919]
[262631,1.5,0.5,0.89930834807785098]
[262631,2,0.5,0.96139617178703551]
[262631,3,0.5,0.98986649509409685]
[262631,0.1,0.75,0.10551713044876947]
[262631,0.2,0.75,0.19511018175969119]
[262631,0.4,0.75,0.35225993244330056]
[262631,0.6,0.75,0.48705163262023482]
[262631,0.8,0.75,0.59819848801672826]
[262631,1,0.75,0.69020427859096023]
[262631,1.25,0.75,0.77995817918610255]
[262631,1.5,0.75,0.84574553643236294]
[262631,2,0.75,0.93405179346951905]
[262631,3,0.75,0.98552356442013833]
[262631,0.1,1,9.0718996300466481E-2]
[262631,0.2,1,0.16840920057905739]
[262631,0.4,1,0.30786552999839145]
[262631,0.6,1,0.42995013672189153]
[262631,0.8,1,0.53546726717066107]
[262631,1,1,0.6266688113237896]
[262631,1.25,1,0.72060479330866978]
[262631,1.5,1,0.79668650474505387]
[262631,2,1,0.89802155380408555]
[262631,3,1,0.98005468875663504]
[262631,0.1,2,5.9675084445874146E-2]
[262631,0.2,2,0.11372044394402443]
[262631,0.4,2,0.21264275373974589]
[262631,0.6,2,0.30368344860865371]
[262631,0.8,2,0.38652082998230652]
[262631,1,2,0.46083319929226313]
[262631,1.25,2,0.54527907350812288]
[262631,1.5,2,0.62361267492359662]
[262631,2,2,0.7540614444265723]
[262631,3,2,0.91330223580505066]
[262631,0.1,3,4.5037799581791764E-2]
[262631,0.2,3,8.6697764194949289E-2]
[262631,0.4,3,0.16470966704198167]
[262631,0.6,3,0.23805694064661406]
[262631,0.8,3,0.3073829821457294]
[262631,1,3,0.37107929869712075]
[262631,1.25,3,0.4444265723017532]
[262631,1.5,3,0.51343091523242723]
[262631,2,3,0.63889335692456162]
[262631,3,3,0.82982145729451506]
[262631,0.1,5,3.007881614926804E-2]
[262631,0.2,5,5.8709988740550001E-2]
[262631,0.4,5,0.11404214251246576]
[262631,0.6,5,0.16696155702107116]
[262631,0.8,5,0.21891587582435257]
[262631,1,5,0.26894000321698563]
[262631,1.25,5,0.32893678623130129]
[262631,1.5,5,0.38619913141386519]
[262631,2,5,0.49010776902042785]
[262631,3,5,0.6720283094740227]
[262631,0.1,10,1.5763229853627131E-2]
[262631,0.2,10,3.1204761138812927E-2]
[262631,0.4,10,6.2087823709184371E-2]
[262631,0.6,10,9.2488338426893885E-2]
[262631,0.8,10,0.12256715457616207]
[262631,1,10,0.15280682000965085]
[262631,1.25,10,0.19028470323307059]
[262631,1.5,10,0.22760173717226961]
[262631,2,10,0.30159240791378478]
[262631,3,10,0.44683931156506351]
[264436,0.1,0.5,0.15897799858055356]
[264436,0.2,0.5,0.27643718949609647]
[264436,0.4,0.5,0.46132008516678497]
[264436,0.6,0.5,0.59865152590489712]
[264436,0.8,0.5,0.70085166784953867]
[264436,1,0.5,0.7817601135557134]
[264436,1.25,0.5,0.85663591199432221]
[264436,1.5,0.5,0.90667139815471964]
[264436,2,0.5,0.96096522356281056]
[264436,3,0.5,0.99432221433640877]
[264436,0.1,0.75,0.14300922640170335]
[264436,0.2,0.75,0.24875798438608945]
[264436,0.4,0.75,0.41944641589779991]
[264436,0.6,0.75,0.55003548616039744]
[264436,0.8,0.75,0.6511710432931157]
[264436,1,0.75,0.72888573456352035]
[264436,1.25,0.75,0.80553584102200138]
[264436,1.5,0.75,0.8647977288857347]
[264436,2,0.75,0.93754435770049671]
[264436,3,0.75,0.98970901348474094]
[264436,0.1,1,0.13271823988644432]
[264436,0.2,1,0.23066004258339243]
[264436,0.4,1,0.38999290276792048]
[264436,0.6,1,0.51419446415897796]
[264436,0.8,1,0.61426543647977294]
[264436,1,1,0.69162526614620301]
[264436,1.25,1,0.76650106458481193]
[264436,1.5,1,0.82363378282469846]
[264436,2,1,0.91128459900638747]
[264436,3,1,0.98083747338537974]
[264436,0.1,2,0.10645848119233509]
[264436,0.2,2,0.18807665010645858]
[264436,0.4,2,0.3236337828246984]
[264436,0.6,2,0.42938254080908445]
[264436,0.8,2,0.51880766501064579]
[264436,1,2,0.59723207948899926]
[264436,1.25,2,0.67352732434350604]
[264436,1.5,2,0.73527324343506029]
[264436,2,2,0.82363378282469846]
[264436,3,2,0.92654364797728894]
[264436,0.1,3,9.2264017033357071E-2]
[264436,0.2,3,0.16394606103619594]
[264436,0.4,3,0.28637331440738112]
[264436,0.6,3,0.38502484031227818]
[264436,0.8,3,0.46522356281050398]
[264436,1,3,0.53584102200141948]
[264436,1.25,3,0.61320085166784954]
[264436,1.5,3,0.67423704755145486]
[264436,2,3,0.77253371185237762]
[264436,3,3,0.88715400993612492]
[264436,0.1,5,7.4875798438608893E-2]
[264436,0.2,5,0.13484740951029095]
[264436,0.4,5,0.24059616749467705]
[264436,0.6,5,0.33108587650816185]
[264436,0.8,5,0.40631653655074523]
[264436,1,5,0.47196593328601849]
[264436,1.25,5,0.54151880766501059]
[264436,1.5,5,0.60326472675656495]
[264436,2,5,0.70120652945351314]
[264436,3,5,0.83427963094393187]
[264436,0.1,10,5.1454932576295249E-2]
[264436,0.2,10,9.5457771469127081E-2]
[264436,0.4,10,0.17565649396735278]
[264436,0.6,10,0.24946770759403827]
[264436,0.8,10,0.31760113555713271]
[264436,1,10,0.38005677785663589]
[264436,1.25,10,0.44854506742370476]
[264436,1.5,10,0.50780695528743791]
[264436,2,10,0.60787792760823278]
[264436,3,10,0.74733853797019156]
[268170,0.1,0.5,0.18780096308186195]
[268170,0.2,0.5,0.3242375601926164]
[268170,0.4,0.5,0.5393258426966292]
[268170,0.6,0.5,0.6902086677367576]
[268170,0.8,0.5,0.8009630818619583]
[268170,1,0.5,0.88282504012841101]
[268170,1.25,0.5,0.93739967897271259]
[268170,1.5,0.5,0.9678972712680578]
[268170,2,0.5,0.99197431781701439]
[268170,3,0.5,1]
[268170,0.1,0.75,0.1669341894060995]
[268170,0.2,0.75,0.2969502407704655]
[268170,0.4,0.75,0.5024077046548957]
[268170,0.6,0.75,0.64847512038523281]
[268170,0.8,0.75,0.75762439807383619]
[268170,1,0.75,0.8459069020866774]
[268170,1.25,0.75,0.91813804173354729]
[268170,1.5,0.75,0.9550561797752809]
[268170,2,0.75,0.985553772070626]
[268170,3,0.75,1]
[268170,0.1,1,0.15088282504012837]
[268170,0.2,1,0.2696629213483146]
[268170,0.4,1,0.47030497592295345]
[268170,0.6,1,0.6163723916532905]
[268170,0.8,1,0.72712680577849109]
[268170,1,1,0.81380417335473521]
[268170,1.25,1,0.88764044943820219]
[268170,1.5,1,0.93418940609951839]
[268170,2,1,0.9727126805778491]
[268170,3,1,1]
[268170,0.1,2,0.117174959871589]
[268170,0.2,2,0.21348314606741575]
[268170,0.4,2,0.38041733547351525]
[268170,0.6,2,0.5168539325842697]
[268170,0.8,2,0.6260032102728732]
[268170,1,2,0.7142857142857143]
[268170,1.25,2,0.8025682182985554]
[268170,1.5,2,0.85874799357945431]
[268170,2,2,0.93418940609951839]
[268170,3,2,0.9759229534510433]
[268170,0.1,3,9.6308186195826734E-2]
[268170,0.2,3,0.1813804173354735]
[268170,0.4,3,0.33065810593900485]
[268170,0.6,3,0.45585874799357939]
[268170,0.8,3,0.56179775280898869]
[268170,1,3,0.64847512038523281]
[268170,1.25,3,0.7351524879614767]
[268170,1.5,3,0.7993579454253612]
[268170,2,3,0.88443017656500811]
[268170,3,3,0.9534510433386838]
[268170,0.1,5,7.2231139646870043E-2]
[268170,0.2,5,0.13964686998394857]
[268170,0.4,5,0.26324237560192615]
[268170,0.6,5,0.3739967897271268]
[268170,0.8,5,0.4686998394863563]
[268170,1,5,0.5569823434991974]
[268170,1.25,5,0.651685393258427]
[268170,1.5,5,0.72391653290529701]
[268170,2,5,0.8202247191011236]
[268170,3,5,0.92134831460674149]
[268170,0.1,10,4.3338683788122029E-2]
[268170,0.2,10,8.5072231139646945E-2]
[268170,0.4,10,0.16532905296950237]
[268170,0.6,10,0.24398073836276088]
[268170,0.8,10,0.3226324237560193]
[268170,1,10,0.39646869983948635]
[268170,1.25,10,0.47512038523274475]
[268170,1.5,10,0.54093097913322641]
[268170,2,10,0.66131621187800971]
[268170,3,10,0.8491171749598716]
[269171,0.1,0.5,0.12492587467879038]
[269171,0.2,0.5,0.22731765170982413]
[269171,0.4,0.5,0.40067206957896817]
[269171,0.6,0.5,0.54081834354615543]
[269171,0.8,0.5,0.64657046847203004]
[269171,1,0.5,0.72840482308756671]
[269171,1.25,0.5,0.80391381695987352]
[269171,1.5,0.5,0.86005139355603866]
[269171,2,0.5,0.93042103182447122]
[269171,3,0.5,0.9839889306186993]
[269171,0.1,0.75,0.10219410950780793]
[269171,0.2,0.75,0.18837714963431512]
[269171,0.4,0.75,0.33899980233247684]
[269171,0.6,0.75,0.46827436252223764]
[269171,0.8,0.75,0.5736311524016604]
[269171,1,0.75,0.65823285234236018]
[269171,1.25,0.75,0.73986953943467093]
[269171,1.5,0.75,0.80253014429729208]
[269171,2,0.75,0.89148052974896219]
[269171,3,0.75,0.96679185609804308]
[269171,0.1,1,8.7566712789088855E-2]
[269171,0.2,1,0.16307570666139556]
[269171,0.4,1,0.29650128483890098]
[269171,0.6,1,0.41391579363510578]
[269171,0.8,1,0.51551690057323585]
[269171,1,1,0.60150227317651705]
[269171,1.25,1,0.68728997825657245]
[269171,1.5,1,0.75390393358371222]
[269171,2,1,0.85214469262700132]
[269171,3,1,0.94959478157738686]
[269171,0.1,2,5.8509586874876507E-2]
[269171,0.2,2,0.1099031429136193]
[269171,0.4,2,0.20458588653884169]
[269171,0.6,2,0.29037359161889709]
[269171,0.8,2,0.36944060090927061]
[269171,1,2,0.44178691440996248]
[269171,1.25,2,0.5254002767345326]
[269171,1.5,2,0.60011860051393551]
[269171,2,2,0.72010278711207754]
[269171,3,2,0.86578375172959077]
[269171,0.1,3,4.4672860249061072E-2]
[269171,0.2,3,8.4997034987151734E-2]
[269171,0.4,3,0.15912235619687698]
[269171,0.6,3,0.2285036568491797]
[269171,0.8,3,0.29294326942083421]
[269171,1,3,0.35263886143506623]
[269171,1.25,3,0.42419450484285437]
[269171,1.5,3,0.49179679778612373]
[269171,2,3,0.61454832970942874]
[269171,3,3,0.7867167424392173]
[269171,0.1,5,3.103380114647164E-2]
[269171,0.2,5,5.9300256967780157E-2]
[269171,0.4,5,0.11346115833168607]
[269171,0.6,5,0.16445937932397703]
[269171,0.8,5,0.21308559003755689]
[269171,1,5,0.25914212294919942]
[269171,1.25,5,0.31389602688278317]
[269171,1.5,5,0.36608025301442976]
[269171,2,5,0.46669302233643017]
[269171,3,5,0.64894247875074129]
[269171,0.1,10,1.7987744613560029E-2]
[269171,0.2,10,3.5184819134216234E-2]
[269171,0.4,10,6.8985965605850991E-2]
[269171,0.6,10,0.10219410950780793]
[269171,0.8,10,0.13461158331686104]
[269171,1,10,0.1662383870330105]
[269171,1.25,10,0.20498122158529353]
[269171,1.5,10,0.24214271595176914]
[269171,2,10,0.31468669697568691]
[269171,3,10,0.45265862818738878]
[271683,0.1,0.5,7.5997040823189116E-2]
[271683,0.2,0.5,0.14577308494182531]
[271683,0.4,0.5,0.27301768780684643]
[271683,0.6,0.5,0.38354966709260874]
[271683,0.8,0.5,0.47555316430156702]
[271683,1,0.5,0.55501378707377769]
[271683,1.25,0.5,0.63655928441724396]
[271683,1.5,0.5,0.69937453762862334]
[271683,2,0.5,0.79299213127984403]
[271683,3,0.5,0.89928710740466744]
[271683,0.1,0.75,5.7165915663460867E-2]
[271683,0.2,0.75,0.11090187638711407]
[271683,0.4,0.75,0.21178290402851566]
[271683,0.6,0.75,0.30499697356917077]
[271683,0.8,0.75,0.38782029726276152]
[271683,1,0.75,0.45991660501714976]
[271683,1.25,0.75,0.53796489340238074]
[271683,1.5,0.75,0.60387383146142981]
[271683,2,0.75,0.70280449256843092]
[271683,3,0.75,0.83146142982043181]
[271683,0.1,1,4.5631851503127291E-2]
[271683,0.2,1,8.9279709462640439E-2]
[271683,0.4,1,0.17277557334050703]
[271683,0.6,1,0.25176541798372448]
[271683,0.8,1,0.32490416302374064]
[271683,1,1,0.39185553836841747]
[271683,1.25,1,0.46593583966642005]
[271683,1.5,1,0.53073508642141365]
[271683,2,1,0.63208689219180836]
[271683,3,1,0.76955410585782491]
[271683,0.1,2,2.4413208689219149E-2]
[271683,0.2,2,4.8456520277086523E-2]
[271683,0.4,2,9.5904230277759114E-2]
[271683,0.6,2,0.14291478915865224]
[271683,0.8,2,0.18935368888291076]
[271683,1,2,0.23478377833075526]
[271683,1.25,2,0.28936041428475351]
[271683,1.5,2,0.34168404062142704]
[271683,2,2,0.4383616921111036]
[271683,3,2,0.59038940076669588]
[271683,0.1,3,1.6409980496334641E-2]
[271683,0.2,3,3.2651825946600314E-2]
[271683,0.4,3,6.5135516847131661E-2]
[271683,0.6,3,9.7619207747662876E-2]
[271683,0.8,3,0.13003564462976666]
[271683,1,3,0.16235120048422891]
[271683,1.25,3,0.20253547649472056]
[271683,1.5,3,0.24231622839464656]
[271683,2,3,0.3193893335126774]
[271683,3,3,0.461564328468626]
[271683,0.1,5,9.953594727284935E-3]
[271683,0.2,5,1.9772681417714742E-2]
[271683,0.4,5,3.930997377093283E-2]
[271683,0.6,5,5.8914520142578482E-2]
[271683,0.8,5,7.8519066514224259E-2]
[271683,1,5,9.8089985876656072E-2]
[271683,1.25,5,0.12260407559351674]
[271683,1.5,5,0.1471181653103773]
[271683,2,5,0.19617997175331225]
[271683,3,5,0.29403456856547178]
[271683,0.1,10,5.1449324097114363E-3]
[271683,0.2,10,1.0020848745712498E-2]
[271683,0.4,10,1.990718945456987E-2]
[271683,0.6,10,2.9759903154213396E-2]
[271683,0.8,10,3.9612616853857044E-2]
[271683,1,10,4.9465330553500574E-2]
[271683,1.25,10,6.18064429349654E-2]
[271683,1.5,10,7.4113928307216373E-2]
[271683,2,10,9.8796153070145901E-2]
[271683,3,10,0.14819422960521891]
[275639,0.1,0.5,4.415935359589044E-2]
[275639,0.2,0.5,8.7141481164383514E-2]
[275639,0.4,0.5,0.17004227311643835]
[275639,0.6,0.5,0.24625428082191775]
[275639,0.8,0.5,0.31617883133561642]
[275639,1,0.5,0.37982930222602734]
[275639,1.25,0.5,0.4504093535958904]
[275639,1.5,0.5,0.51165186215753422]
[275639,2,0.5,0.60743525256849318]
[275639,3,0.5,0.72864940068493156]
[275639,0.1,0.75,3.1303510273972462E-2]
[275639,0.2,0.75,6.2205693493150575E-2]
[275639,0.4,0.75,0.12299336472602725]
[275639,0.6,0.75,0.18123929794520541]
[275639,0.8,0.75,0.23668931934931506]
[275639,1,0.75,0.28945044948630128]
[275639,1.25,0.75,0.35025149828767121]
[275639,1.5,0.75,0.40633026541095885]
[275639,2,0.75,0.50234107448630139]
[275639,3,0.75,0.63344124571917815]
[275639,0.1,1,2.4012735445205505E-2]
[275639,0.2,1,4.7838184931506766E-2]
[275639,0.4,1,9.5194777397260275E-2]
[275639,0.6,1,0.1417353381849315]
[275639,0.8,1,0.18677761130136983]
[275639,1,1,0.23069616866438356]
[275639,1.25,1,0.28345729880136977]
[275639,1.5,1,0.33346264982876705]
[275639,2,1,0.42412243150684925]
[275639,3,1,0.55919574058219179]
[275639,0.1,2,1.2200342465753317E-2]
[275639,0.2,2,2.4347174657534158E-2]
[275639,0.4,2,4.8667594178082071E-2]
[275639,0.6,2,7.3001391267123211E-2]
[275639,0.8,2,9.7308433219178106E-2]
[275639,1,2,0.12157534246575336]
[275639,1.25,2,0.15176851455479451]
[275639,1.5,2,0.18180115582191778]
[275639,2,2,0.24134471318493148]
[275639,3,2,0.35611087328767121]
[275639,0.1,3,8.1603167808219114E-3]
[275639,0.2,3,1.6280500856164368E-2]
[275639,0.4,3,3.2507491438356066E-2]
[275639,0.6,3,4.8734482020547955E-2]
[275639,0.8,3,6.4988227739725901E-2]
[275639,1,3,8.1228595890410815E-2]
[275639,1.25,3,0.10153574486301356]
[275639,1.5,3,0.12184289383561631]
[275639,2,3,0.16245719178082191]
[275639,3,3,0.24355201198630133]
[275639,0.1,5,4.9363227739726004E-3]
[275639,0.2,5,9.8191352739725318E-3]
[275639,0.4,5,1.9571382705479371E-2]
[275639,0.6,5,2.9337007705479427E-2]
[275639,0.8,5,3.9102632705479479E-2]
[275639,1,5,4.886825770547934E-2]
[275639,1.25,5,6.1095355308219086E-2]
[275639,1.5,5,7.3309075342465627E-2]
[275639,2,5,9.7736515410958874E-2]
[275639,3,5,0.14660477311643832]
[275639,0.1,10,2.5283604452053855E-3]
[275639,0.2,10,4.9630779109588394E-3]
[275639,0.4,10,9.8860231164382244E-3]
[275639,0.6,10,1.4795590753424586E-2]
[275639,0.8,10,1.9705158390410947E-2]
[275639,1,10,2.4614726027397116E-2]
[275639,1.25,10,3.076840753424654E-2]
[275639,1.5,10,3.6908711472602745E-2]
[275639,2,10,4.9202696917808188E-2]
[275639,3,10,7.3804045376712285E-2]
[280311,0.1,0.5,9.8400104058272625E-2]
[280311,0.2,0.5,0.18584157127991677]
[280311,0.4,0.5,0.33909989594172729]
[280311,0.6,0.5,0.46806711758584801]
[280311,0.8,0.5,0.57501951092611869]
[280311,1,0.5,0.66389177939646193]
[280311,1.25,0.5,0.75474765868886584]
[280311,1.5,0.5,0.82316597294484917]
[280311,2,0.5,0.90933922996878247]
[280311,3,0.5,0.97948100936524451]
[280311,0.1,0.75,7.6742976066597274E-2]
[280311,0.2,0.75,0.14694979188345469]
[280311,0.4,0.75,0.27260015608740895]
[280311,0.6,0.75,0.38332466181061398]
[280311,0.8,0.75,0.47970863683662851]
[280311,1,0.75,0.56428850156087418]
[280311,1.25,0.75,0.65221774193548387]
[280311,1.5,0.75,0.72661940686784598]
[280311,2,0.75,0.83487252861602501]
[280311,3,0.75,0.94276795005202907]
[280311,0.1,1,6.2792663891779316E-2]
[280311,0.2,1,0.12161810613943803]
[280311,0.4,1,0.22935093652445362]
[280311,0.6,1,0.32684053069719038]
[280311,0.8,1,0.41372918834547345]
[280311,1,1,0.49148022892819976]
[280311,1.25,1,0.57654786680541092]
[280311,1.5,1,0.64893340270551514]
[280311,2,1,0.76547866805411036]
[280311,3,1,0.89912851196670129]
[280311,0.1,2,3.5704994797086338E-2]
[280311,0.2,2,7.0466961498439062E-2]
[280311,0.4,2,0.13869016649323623]
[280311,0.6,2,0.2041818418314256]
[280311,0.8,2,0.26733220603537983]
[280311,1,2,0.32706815816857443]
[280311,1.25,2,0.39688475546305929]
[280311,1.5,2,0.46149843912591054]
[280311,2,2,0.57212539021852238]
[280311,3,2,0.73409859521331944]
[280311,0.1,3,2.4453694068678426E-2]
[280311,0.2,3,4.8517169614984305E-2]
[280311,0.4,3,9.6286420395421388E-2]
[280311,0.6,3,0.14369797086368369]
[280311,0.8,3,0.19058922996878255]
[280311,1,3,0.23660249739854319]
[280311,1.25,3,0.29204604578563992]
[280311,1.5,3,0.34605879292403746]
[280311,2,3,0.44881633714880331]
[280311,3,3,0.61508194588969822]
[280311,0.1,5,1.4893340270551458E-2]
[280311,0.2,5,2.9494016649323624E-2]
[280311,0.4,5,5.8695369406867842E-2]
[280311,0.6,5,8.796175858480744E-2]
[280311,0.8,5,0.11722814776274716]
[280311,1,5,0.14649453694068676]
[280311,1.25,5,0.18307752341311131]
[280311,1.5,5,0.21943288241415185]
[280311,2,5,0.29094042663891778]
[280311,3,5,0.42989073881373568]
[280311,0.1,10,7.6417793964620008E-3]
[280311,0.2,10,1.4958376690946844E-2]
[280311,0.4,10,2.9656607700312143E-2]
[280311,0.6,10,4.4322320499479692E-2]
[280311,0.8,10,5.902055150884488E-2]
[280311,1,10,7.371878251821018E-2]
[280311,1.25,10,9.2124089490114414E-2]
[280311,1.5,10,0.11049687825182102]
[280311,2,10,0.14730749219562947]
[280311,3,10,0.22092872008324665]
[281351,0.1,0.5,0.10968306010928963]
[281351,0.2,0.5,0.20883060109289622]
[281351,0.4,0.5,0.37674316939890712]
[281351,0.6,0.5,0.51160655737704919]
[281351,0.8,0.5,0.62045901639344259]
[281351,1,0.5,0.70771584699453549]
[281351,1.25,0.5,0.79243715846994534]
[281351,1.5,0.5,0.85691803278688528]
[281351,2,0.5,0.93980327868852465]
[281351,3,0.5,0.99143169398907094]
[281351,0.1,0.75,8.6120218579234922E-2]
[281351,0.2,0.75,0.16590163934426236]
[281351,0.4,0.75,0.30837158469945358]
[281351,0.6,0.75,0.4292021857923497]
[281351,0.8,0.75,0.53202185792349721]
[281351,1,0.75,0.61761748633879787]
[281351,1.25,0.75,0.70443715846994537]
[281351,1.5,0.75,0.7729398907103826]
[281351,2,0.75,0.87313661202185788]
[281351,3,0.75,0.97565027322404374]
[281351,0.1,1,7.0863387978142012E-2]
[281351,0.2,1,0.13801092896174863]
[281351,0.4,1,0.26050273224043713]
[281351,0.6,1,0.37001092896174864]
[281351,0.8,1,0.46570491803278691]
[281351,1,1,0.55025136612021852]
[281351,1.25,1,0.63794535519125684]
[281351,1.5,1,0.70806557377049173]
[281351,2,1,0.81481967213114748]
[281351,3,1,0.93726775956284158]
[281351,0.1,2,4.1005464480874269E-2]
[281351,0.2,2,8.1267759562841602E-2]
[281351,0.4,2,0.16013114754098362]
[281351,0.6,2,0.23492896174863381]
[281351,0.8,2,0.30679781420765029]
[281351,1,2,0.37412021857923494]
[281351,1.25,2,0.4523715846994536]
[281351,1.5,2,0.52310382513661202]
[281351,2,2,0.64170491803278684]
[281351,3,2,0.79728961748633875]
[281351,0.1,3,2.8590163934426226E-2]
[281351,0.2,3,5.6786885245901614E-2]
[281351,0.4,3,0.11313661202185797]
[281351,0.6,3,0.1688306010928961]
[281351,0.8,3,0.22312568306010924]
[281351,1,3,0.27584699453551909]
[281351,1.25,3,0.33997814207650268]
[281351,1.5,3,0.40135519125683056]
[281351,2,3,0.51252459016393448]
[281351,3,3,0.68918032786885253]
[281351,0.1,5,1.7923497267759568E-2]
[281351,0.2,5,3.5453551912568305E-2]
[281351,0.4,5,7.0557377049180359E-2]
[281351,0.6,5,0.10566120218579242]
[281351,0.8,5,0.1408087431693989]
[281351,1,5,0.17582513661202179]
[281351,1.25,5,0.21932240437158468]
[281351,1.5,5,0.26255737704918036]
[281351,2,5,0.34762841530054645]
[281351,3,5,0.50391256830601094]
[281351,0.1,10,9.5300546448087425E-3]
[281351,0.2,10,1.8666666666666651E-2]
[281351,0.4,10,3.6896174863388032E-2]
[281351,0.6,10,5.5169398907103845E-2]
[281351,0.8,10,7.3442622950819658E-2]
[281351,1,10,9.1715846994535472E-2]
[281351,1.25,10,0.11457923497267754]
[281351,1.5,10,0.1374426229508196]
[281351,2,10,0.18312568306010929]
[281351,3,10,0.2742732240437159]
[286026,0.1,0.5,8.467916678704536E-2]
[286026,0.2,0.5,0.16173114147863515]
[286026,0.4,0.5,0.30072516106665126]
[286026,0.6,0.5,0.42073787305347699]
[286026,0.8,0.5,0.52246265853869933]
[286026,1,0.5,0.60670846213850294]
[286026,1.25,0.5,0.69265882760812414]
[286026,1.5,0.5,0.75983012163060115]
[286026,2,0.5,0.85649900326466932]
[286026,3,0.5,0.95874382457458185]
[286026,0.1,0.75,6.5611186548406697E-2]
[286026,0.2,0.75,0.12703319562014267]
[286026,0.4,0.75,0.23947649726981185]
[286026,0.6,0.75,0.34114350099673535]
[286026,0.8,0.75,0.43165862537197003]
[286026,1,0.75,0.50963510819634239]
[286026,1.25,0.75,0.59249414959697222]
[286026,1.5,0.75,0.66287233120503852]
[286026,2,0.75,0.76907520295842591]
[286026,3,0.75,0.89726403374454677]
[286026,0.1,1,5.3216999393291504E-2]
[286026,0.2,1,0.10409383757547737]
[286026,0.4,1,0.19980932019761363]
[286026,0.6,1,0.28752202929535142]
[286026,0.8,1,0.36806980036402503]
[286026,1,1,0.44171265131597948]
[286026,1.25,1,0.52116256897697388]
[286026,1.5,1,0.58882500794499182]
[286026,2,1,0.69878369398780804]
[286026,3,1,0.83994452951203302]
[286026,0.1,2,2.9295351457544937E-2]
[286026,0.2,2,5.7955103573801757E-2]
[286026,0.4,2,0.11437899055268251]
[286026,0.6,2,0.17002282379452802]
[286026,0.8,2,0.22448213099124606]
[286026,1,2,0.27697685840580127]
[286026,1.25,2,0.34030566550140123]
[286026,1.5,2,0.40065871204460746]
[286026,2,2,0.50755496489758178]
[286026,3,2,0.66758154450639928]
[286026,0.1,3,1.9934706613122171E-2]
[286026,0.2,3,3.9522722676451107E-2]
[286026,0.4,3,7.8352064253315229E-2]
[286026,0.6,3,0.116834715280386]
[286026,0.8,3,0.15508623927426107]
[286026,1,3,0.19307774535579117]
[286026,1.25,3,0.24031433276514599]
[286026,1.5,3,0.28691532083321297]
[286026,2,3,0.3758414468552278]
[286026,3,3,0.53812151503770256]
[286026,0.1,5,1.2105278363620516E-2]
[286026,0.2,5,2.3921647935746769E-2]
[286026,0.4,5,4.7554387079998865E-2]
[286026,0.6,5,7.121601710340035E-2]
[286026,0.8,5,9.4877647126802037E-2]
[286026,1,5,0.11845260451275526]
[286026,1.25,5,0.14777684684944958]
[286026,1.5,5,0.17704330742784505]
[286026,2,5,0.23534510155144023]
[286026,3,5,0.35160199924883712]
[286026,0.1,10,6.2693207754311604E-3]
[286026,0.2,10,1.2163060121919492E-2]
[286026,0.4,10,2.4066102331493901E-2]
[286026,0.6,10,3.596914454106831E-2]
[286026,0.8,10,4.7843295871493337E-2]
[286026,1,10,5.9746338081067746E-2]
[286026,1.25,10,7.4625140843035814E-2]
[286026,1.5,10,8.9503943605003869E-2]
[286026,2,10,0.11929044000808939]
[286026,3,10,0.17892121457255938]
[290234,0.1,0.5,0.15574292077632823]
[290234,0.2,0.5,0.27871460388164171]
[290234,0.4,0.5,0.47311485841552658]
[290234,0.6,0.5,0.61629016862869868]
[290234,0.8,0.5,0.72112631244034353]
[290234,1,0.5,0.80003181673560297]
[290234,1.25,0.5,0.8695513840279987]
[290234,1.5,0.5,0.91775373846643327]
[290234,2,0.5,0.96977410117721918]
[290234,3,0.5,0.99538657333757563]
[290234,0.1,0.75,0.13426662424435246]
[290234,0.2,0.75,0.24355711104040723]
[290234,0.4,0.75,0.42188991409481386]
[290234,0.6,0.75,0.56061088132357617]
[290234,0.8,0.75,0.66831053133948459]
[290234,1,0.75,0.75278396436525608]
[290234,1.25,0.75,0.82978046452433973]
[290234,1.5,0.75,0.88736875596563791]
[290234,2,0.75,0.95434298440979959]
[290234,3,0.75,0.99300031816735612]
[290234,0.1,1,0.11867642379891817]
[290234,0.2,1,0.21762647152402156]
[290234,0.4,1,0.38370983137130127]
[290234,0.6,1,0.51765828825962457]
[290234,0.8,1,0.62503977091950358]
[290234,1,1,0.71174037543748003]
[290234,1.25,1,0.79430480432707595]
[290234,1.5,1,0.85634743875278385]
[290234,2,1,0.93811644925230664]
[290234,3,1,0.99093223035316569]
[290234,0.1,2,8.0655424753420246E-2]
[290234,0.2,2,0.15256124721603559]
[290234,0.4,2,0.28300986318803689]
[290234,0.6,2,0.39818644607063314]
[290234,0.8,2,0.49872733057588292]
[290234,1,2,0.58399618199172754]
[290234,1.25,2,0.67658288259624566]
[290234,1.5,2,0.75103404390709516]
[290234,2,2,0.85841552656697429]
[290234,3,2,0.97056951956729243]
[290234,0.1,3,6.045179764556155E-2]
[290234,0.2,3,0.11676741966274261]
[290234,0.4,3,0.21953547566019727]
[290234,0.6,3,0.31705377028316889]
[290234,0.8,3,0.40677696468342345]
[290234,1,3,0.48822780782691694]
[290234,1.25,3,0.58017817371937641]
[290234,1.5,3,0.65812917594654785]
[290234,2,3,0.78221444479796376]
[290234,3,3,0.93095768374164811]
[290234,0.1,5,3.9293668469615003E-2]
[290234,0.2,5,7.6678332803054305E-2]
[290234,0.4,5,0.14874323894368432]
[290234,0.6,5,0.21794463888005081]
[290234,0.8,5,0.28507795100222716]
[290234,1,5,0.34982500795418392]
[290234,1.25,5,0.4284123448934139]
[290234,1.5,5,0.50286350620426346]
[290234,2,5,0.63633471205854275]
[290234,3,5,0.82357620108176899]
[290234,0.1,10,2.1317212853961098E-2]
[290234,0.2,10,4.1043588927776015E-2]
[290234,0.4,10,8.0973592109449488E-2]
[290234,0.6,10,0.12074451161310841]
[290234,0.8,10,0.16019726376073812]
[290234,1,10,0.19901368119630919]
[290234,1.25,10,0.24737511931275849]
[290234,1.5,10,0.29525930639516385]
[290234,2,10,0.38943684377982812]
[290234,3,10,0.5714285714285714]
[290600,0.1,0.5,0.17473783433486514]
[290600,0.2,0.5,0.30140214445622715]
[290600,0.4,0.5,0.49216448686226]
[290600,0.6,0.5,0.63485330505478965]
[290600,0.8,0.5,0.74007305290444214]
[290600,1,0.5,0.807705903145988]
[290600,1.25,0.5,0.86037469070342876]
[290600,1.5,0.5,0.89654766112878514]
[290600,2,0.5,0.94332508542476734]
[290600,3,0.5,0.98715682809002003]
[290600,0.1,0.75,0.15329327206315543]
[290600,0.2,0.75,0.27053140096618361]
[290600,0.4,0.75,0.45045363497113239]
[290600,0.6,0.75,0.58689760810651581]
[290600,0.8,0.75,0.69282431954754331]
[290600,1,0.75,0.76988335100742311]
[290600,1.25,0.75,0.83233180157888531]
[290600,1.5,0.75,0.87357134440909623]
[290600,2,0.75,0.92400141392718282]
[290600,3,0.75,0.97820195593260273]
[290600,0.1,1,0.13785790031813361]
[290600,0.2,1,0.24837987510309892]
[290600,0.4,1,0.42064333686815131]
[290600,0.6,1,0.55343466478143044]
[290600,0.8,1,0.65995051254860371]
[290600,1,1,0.73948391657829615]
[290600,1.25,1,0.80794155767644638]
[290600,1.5,1,0.85648639095086598]
[290600,2,1,0.91268999646518212]
[290600,3,1,0.97077883822316491]
[290600,0.1,2,9.9328384588193708E-2]
[290600,0.2,2,0.18817014257099096]
[290600,0.4,2,0.33510074231177095]
[290600,0.6,2,0.4588193708024037]
[290600,0.8,2,0.56003299163426412]
[290600,1,2,0.64369034994697771]
[290600,1.25,2,0.72628726287262868]
[290600,1.5,2,0.78967833156592437]
[290600,2,2,0.87427830800047124]
[290600,3,2,0.95298692117355965]
[290600,0.1,3,7.7059031459879801E-2]
[290600,0.2,3,0.14928714504536353]
[290600,0.4,3,0.27677624602332984]
[290600,0.6,3,0.38670908448214919]
[290600,0.8,3,0.48450571462236364]
[290600,1,3,0.56745610934370216]
[290600,1.25,3,0.65476611287852016]
[290600,1.5,3,0.72180982679392003]
[290600,2,3,0.82750088370448915]
[290600,3,3,0.93566631318487092]
[290600,0.1,5,5.2315305761753368E-2]
[290600,0.2,5,0.10262754801461063]
[290600,0.4,5,0.19865676917638742]
[290600,0.6,5,0.28643808177212204]
[290600,0.8,5,0.36844585837162719]
[290600,1,5,0.44314834452692353]
[290600,1.25,5,0.52821963002238725]
[290600,1.5,5,0.60504300695180857]
[290600,2,5,0.72758336279014968]
[290600,3,5,0.87663485330505486]
[290600,0.1,10,2.9103334511605971E-2]
[290600,0.2,10,5.6674914575232695E-2]
[290600,0.4,10,0.1114645929067986]
[290600,0.6,10,0.16578296217744787]
[290600,0.8,10,0.21974784965240959]
[290600,1,10,0.27229880994462119]
[290600,1.25,10,0.33592553316837515]
[290600,1.5,10,0.39731353835277483]
[290600,2,10,0.51019205844232351]
[290600,3,10,0.69977612819606461]
[292030,0.1,0.5,0.157904479822288]
[292030,0.2,0.5,0.28313587560162906]
[292030,0.4,0.5,0.47167715660866344]
[292030,0.6,0.5,0.61329137356534613]
[292030,0.8,0.5,0.71825249907441679]
[292030,1,0.5,0.79313217326915963]
[292030,1.25,0.5,0.85718252499074421]
[292030,1.5,0.5,0.90077748981858563]
[292030,2,0.5,0.95307293594964826]
[292030,3,0.5,0.99111440207330614]
[292030,0.1,0.75,0.13356164383561639]
[292030,0.2,0.75,0.24472417623102555]
[292030,0.4,0.75,0.42039985190670126]
[292030,0.6,0.75,0.55812661977045541]
[292030,0.8,0.75,0.66447611995557199]
[292030,1,0.75,0.74676045908922617]
[292030,1.25,0.75,0.82089966679007775]
[292030,1.5,0.75,0.87208441318030361]
[292030,2,0.75,0.93280266567937797]
[292030,3,0.75,0.98407997038134021]
[292030,0.1,1,0.1162532395409108]
[292030,0.2,1,0.21658644946316177]
[292030,0.4,1,0.38300629396519803]
[292030,0.6,1,0.51508700481303227]
[292030,0.8,1,0.62217697149203999]
[292030,1,1,0.70733061828952237]
[292030,1.25,1,0.78970751573491293]
[292030,1.5,1,0.84820436875231386]
[292030,2,1,0.91827101073676409]
[292030,3,1,0.97750833024805628]
[292030,0.1,2,7.5527582376897509E-2]
[292030,0.2,2,0.1465198074787116]
[292030,0.4,2,0.27619400222139945]
[292030,0.6,2,0.39189189189189189]
[292030,0.8,2,0.49398370973713446]
[292030,1,2,0.58163643095149953]
[292030,1.25,2,0.6726212513883747]
[292030,1.5,2,0.74740836727138094]
[292030,2,2,0.85801554979637162]
[292030,3,2,0.95696038504257686]
[292030,0.1,3,5.497963717141794E-2]
[292030,0.2,3,0.107830433172899]
[292030,0.4,3,0.20955201777119595]
[292030,0.6,3,0.3047945205479452]
[292030,0.8,3,0.39263235838578303]
[292030,1,3,0.47473158089596451]
[292030,1.25,3,0.56543872639763049]
[292030,1.5,3,0.64402073306182894]
[292030,2,3,0.76675305442428732]
[292030,3,3,0.92475009255831164]
[292030,0.1,5,3.5357275083302449E-2]
[292030,0.2,5,6.9511292114031786E-2]
[292030,0.4,5,0.13661606812291752]
[292030,0.6,5,0.20223991114402076]
[292030,0.8,5,0.26675305442428737]
[292030,1,5,0.33034061458718994]
[292030,1.25,5,0.40688633839318766]
[292030,1.5,5,0.478619029988893]
[292030,2,5,0.60542391706775267]
[292030,3,5,0.7990559052202888]
[292030,0.1,10,1.8789337282487911E-2]
[292030,0.2,10,3.6190299888930029E-2]
[292030,0.4,10,7.1362458348759789E-2]
[292030,0.6,10,0.10653461680858939]
[292030,0.8,10,0.14170677526841916]
[292030,1,10,0.1767863754165124]
[292030,1.25,10,0.22028878193261761]
[292030,1.5,10,0.26342095520177711]
[292030,2,10,0.34829692706405035]
[292030,3,10,0.51351351351351349]
[292250,0.1,0.5,0.1736763304750239]
[292250,0.2,0.5,0.31141962705866344]
[292250,0.4,0.5,0.51640125221178712]
[292250,0.6,0.5,0.66026949775418542]
[292250,0.8,0.5,0.76099088063155029]
[292250,1,0.5,0.82904586906220223]
[292250,1.25,0.5,0.88852592895059213]
[292250,1.5,0.5,0.92704505240234103]
[292250,2,0.5,0.96665305566898052]
[292250,3,0.5,0.99292228120321224]
[292250,0.1,0.75,0.14645433510276309]
[292250,0.2,0.75,0.26963386416224316]
[292250,0.4,0.75,0.45950728188376211]
[292250,0.6,0.75,0.60174220770382469]
[292250,0.8,0.75,0.70722743977133529]
[292250,1,0.75,0.78344902681366546]
[292250,1.25,0.75,0.85014291547570442]
[292250,1.5,0.75,0.89655641758540905]
[292250,2,0.75,0.95086429835306929]
[292250,3,0.75,0.98652511229073092]
[292250,0.1,1,0.12739893834218058]
[292250,0.2,1,0.23914522934531107]
[292250,0.4,1,0.41758540901048052]
[292250,0.6,1,0.55573703552470399]
[292250,0.8,1,0.66217503743024364]
[292250,1,1,0.74302436368585822]
[292250,1.25,1,0.81693208112154625]
[292250,1.5,1,0.87096774193548399]
[292250,2,1,0.93589220089832581]
[292250,3,1,0.98053627330883353]
[292250,0.1,2,8.4115965700285872E-2]
[292250,0.2,2,0.16346808221042608]
[292250,0.4,2,0.3054307880767661]
[292250,0.6,2,0.42711310739077185]
[292250,0.8,2,0.52974002994419489]
[292250,1,2,0.61480876548250984]
[292250,1.25,2,0.70042194092827015]
[292250,1.5,2,0.76983802912753507]
[292250,2,2,0.8697427521437322]
[292250,3,2,0.95712535728868919]
[292250,0.1,3,6.2746699333061151E-2]
[292250,0.2,3,0.12290730910575751]
[292250,0.4,3,0.23547025997005586]
[292250,0.6,3,0.33823329250034029]
[292250,0.8,3,0.43078807676602693]
[292250,1,3,0.51517626242003545]
[292250,1.25,3,0.60596161698652506]
[292250,1.5,3,0.68054988430651964]
[292250,2,3,0.79692391452293454]
[292250,3,3,0.92513951272628292]
[292250,0.1,5,4.1513542942697781E-2]
[292250,0.2,5,8.1257656186198499E-2]
[292250,0.4,5,0.15952089288144827]
[292250,0.6,5,0.234653600108888]
[292250,0.8,5,0.30611133796107259]
[292250,1,5,0.37375799646114066]
[292250,1.25,5,0.45433510276303252]
[292250,1.5,5,0.52905948005988845]
[292250,2,5,0.65686674833265279]
[292250,3,5,0.83340138832176391]
[292250,0.1,10,2.273036613583785E-2]
[292250,0.2,10,4.3963522526201219E-2]
[292250,0.4,10,8.6565945283789317E-2]
[292250,0.6,10,0.12903225806451618]
[292250,0.8,10,0.17122635089152033]
[292250,1,10,0.21301211378794069]
[292250,1.25,10,0.26500612494895875]
[292250,1.5,10,0.31631958622567041]
[292250,2,10,0.41608819926500618]
[292250,3,10,0.5986116782360148]
[292837,0.1,0.5,0.1146807240899145]
[292837,0.2,0.5,0.22130495325243688]
[292837,0.4,0.5,0.39118758703003775]
[292837,0.6,0.5,0.52108613487169286]
[292837,0.8,0.5,0.62472647702407003]
[292837,1,0.5,0.70648498110204894]
[292837,1.25,0.5,0.78148000795703199]
[292837,1.5,0.5,0.84135667396061264]
[292837,2,0.5,0.92023075392878462]
[292837,3,0.5,0.98657250845434652]
[292837,0.1,0.75,9.0610702208076349E-2]
[292837,0.2,0.75,0.17724288840262581]
[292837,0.4,0.75,0.32643723890988663]
[292837,0.6,0.75,0.44589218221603344]
[292837,0.8,0.75,0.5456534712552219]
[292837,1,0.75,0.62989854784165511]
[292837,1.25,0.75,0.71354684702605931]
[292837,1.5,0.75,0.77799880644519592]
[292837,2,0.75,0.8706982295603739]
[292837,3,0.75,0.96260194947284672]
[292837,0.1,1,7.5591804257012105E-2]
[292837,0.2,1,0.14839864730455549]
[292837,0.4,1,0.27998806445195945]
[292837,0.6,1,0.39059080962800879]
[292837,0.8,1,0.48537895365028844]
[292837,1,1,0.5682315496319873]
[292837,1.25,1,0.65456534712552217]
[292837,1.5,1,0.72448776606325849]
[292837,2,1,0.82693455341157751]
[292837,3,1,0.9383330017903323]
[292837,0.1,2,4.5355082554207234E-2]
[292837,0.2,2,8.9914461905709162E-2]
[292837,0.4,2,0.17505470459518596]
[292837,0.6,2,0.25522180226775409]
[292837,0.8,2,0.32971951462104637]
[292837,1,2,0.39904515615675357]
[292837,1.25,2,0.47841655062661631]
[292837,1.5,2,0.54963198726874885]
[292837,2,2,0.67107618858165896]
[292837,3,2,0.83230555002983886]
[292837,0.1,3,3.2325442609906607E-2]
[292837,0.2,3,6.3855182017107562E-2]
[292837,0.4,3,0.12582056892778998]
[292837,0.6,3,0.18569723493137069]
[292837,0.8,3,0.24418142033021684]
[292837,1,3,0.29998010741993236]
[292837,1.25,3,0.36662025064650883]
[292837,1.5,3,0.42908295205888203]
[292837,2,3,0.54396260194947288]
[292837,3,3,0.72667594987069817]
[292837,0.1,5,2.0588820370002061E-2]
[292837,0.2,5,4.0580863337974879E-2]
[292837,0.4,5,8.0366023473244466E-2]
[292837,0.6,5,0.11935548040580873]
[292837,0.8,5,0.15794708573702018]
[292837,1,5,0.19594191366620256]
[292837,1.25,5,0.2431867913268351]
[292837,1.5,5,0.28963596578476225]
[292837,2,5,0.3801472050925005]
[292837,3,5,0.54426099065048739]
[292837,0.1,10,1.0940919037199067E-2]
[292837,0.2,10,2.1086134871692832E-2]
[292837,0.4,10,4.1476029441018483E-2]
[292837,0.6,10,6.1965386910682423E-2]
[292837,0.8,10,8.2554207280684314E-2]
[292837,1,10,0.10304356475034808]
[292837,1.25,10,0.12860553013725889]
[292837,1.5,10,0.15406803262383126]
[292837,2,10,0.20459518599562365]
[292837,3,10,0.30525164113785558]
[293142,0.1,0.5,0.16099635479951396]
[293142,0.2,0.5,0.29688132847306598]
[293142,0.4,0.5,0.49696233292831105]
[293142,0.6,0.5,0.64256784123126776]
[293142,0.8,0.5,0.75374645605508295]
[293142,1,0.5,0.83758606723369777]
[293142,1.25,0.5,0.90805994329688133]
[293142,1.5,0.5,0.94653705953827461]
[293142,2,0.5,0.98177399756986639]
[293142,3,0.5,0.99837991089509925]
[293142,0.1,0.75,0.13568246253543945]
[293142,0.2,0.75,0.25313892264074517]
[293142,0.4,0.75,0.43296881328473069]
[293142,0.6,0.75,0.57553665451599834]
[293142,0.8,0.75,0.69015795868772778]
[293142,1,0.75,0.77946537059538279]
[293142,1.25,0.75,0.86107735925475903]
[293142,1.5,0.75,0.91292021061158368]
[293142,2,0.75,0.96597812879708378]
[293142,3,0.75,0.9953422438234103]
[293142,0.1,1,0.11846901579586877]
[293142,0.2,1,0.2237748076144187]
[293142,0.4,1,0.38922640745240983]
[293142,0.6,1,0.52227622519238559]
[293142,0.8,1,0.63851761846901578]
[293142,1,1,0.73288780882948557]
[293142,1.25,1,0.82037262049412729]
[293142,1.5,1,0.88213851761846906]
[293142,2,1,0.94896719319562584]
[293142,3,1,0.99189955447549616]
[293142,0.1,2,7.9789388416362933E-2]
[293142,0.2,2,0.15411097610368574]
[293142,0.4,2,0.28351559335763465]
[293142,0.6,2,0.39489671931956255]
[293142,0.8,2,0.49149453219927092]
[293142,1,2,0.57735925475901173]
[293142,1.25,2,0.67375455650060756]
[293142,1.5,2,0.75597407857432153]
[293142,2,2,0.87079789388416362]
[293142,3,2,0.96780072904009729]
[293142,0.1,3,5.9943296881328351E-2]
[293142,0.2,3,0.11705143782908048]
[293142,0.4,3,0.22195220737140536]
[293142,0.6,3,0.31571486431753742]
[293142,0.8,3,0.39975698663426484]
[293142,1,3,0.47671121911705139]
[293142,1.25,3,0.56541109761036856]
[293142,1.5,3,0.64499797488861887]
[293142,2,3,0.77926285945727014]
[293142,3,3,0.93013365735115439]
[293142,0.1,5,4.0502227622519094E-2]
[293142,0.2,5,7.958687727825027E-2]
[293142,0.4,5,0.15492102065613603]
[293142,0.6,5,0.22579991899554472]
[293142,0.8,5,0.29222357229647622]
[293142,1,5,0.35378695828270557]
[293142,1.25,5,0.42628594572701489]
[293142,1.5,5,0.4937221547185095]
[293142,2,5,0.62231672742000799]
[293142,3,5,0.82239773187525322]
[293142,0.1,10,2.2681247468610794E-2]
[293142,0.2,10,4.4349939246658449E-2]
[293142,0.4,10,8.7484811664641463E-2]
[293142,0.6,10,0.13041717294451199]
[293142,0.8,10,0.17314702308626967]
[293142,1,10,0.21506682867557714]
[293142,1.25,10,0.26609963547995136]
[293142,1.5,10,0.31632239773187526]
[293142,2,10,0.41292021061158363]
[293142,3,10,0.59153503442689348]
[294426,0.1,0.5,0.16547788873038524]
[294426,0.2,0.5,0.29516275450654916]
[294426,0.4,0.5,0.49007910776812347]
[294426,0.6,0.5,0.62832317468551424]
[294426,0.8,0.5,0.7319413824406692]
[294426,1,0.5,0.80793671378550125]
[294426,1.25,0.5,0.87705874724419652]
[294426,1.5,0.5,0.92270781999740625]
[294426,2,0.5,0.96991311113992995]
[294426,3,0.5,0.99844378161068614]
[294426,0.1,0.75,0.13992997017248096]
[294426,0.2,0.75,0.25716508883413314]
[294426,0.4,0.75,0.43976137984697183]
[294426,0.6,0.75,0.57307742186486843]
[294426,0.8,0.75,0.676436259888471]
[294426,1,0.75,0.75671119180391655]
[294426,1.25,0.75,0.83231746855142008]
[294426,1.5,0.75,0.88743353650628964]
[294426,2,0.75,0.95007132667617689]
[294426,3,0.75,0.99455323563740117]
[294426,0.1,1,0.12229282842692264]
[294426,0.2,1,0.22824536376604859]
[294426,0.4,1,0.4007262352483465]
[294426,0.6,1,0.53222668914537674]
[294426,0.8,1,0.6358448969005317]
[294426,1,1,0.71715730774218645]
[294426,1.25,1,0.79600570613409416]
[294426,1.5,1,0.85579042925690574]
[294426,2,1,0.93126702113863313]
[294426,3,1,0.98858773181169757]
[294426,0.1,2,8.2349889767864171E-2]
[294426,0.2,2,0.15925301517312937]
[294426,0.4,2,0.29399559071456366]
[294426,0.6,2,0.41071196991311121]
[294426,0.8,2,0.5114771106211905]
[294426,1,2,0.59642069770457784]
[294426,1.25,2,0.68395798210348857]
[294426,1.5,2,0.7535987550252885]
[294426,2,2,0.85073271949163531]
[294426,3,2,0.95720399429386593]
[294426,0.1,3,6.2378420438334831E-2]
[294426,0.2,3,0.12138503436648942]
[294426,0.4,3,0.2307093762157956]
[294426,0.6,3,0.33004798340033714]
[294426,0.8,3,0.42173518350408512]
[294426,1,3,0.50252885488263521]
[294426,1.25,3,0.59084424847620287]
[294426,1.5,3,0.66632084035793016]
[294426,2,3,0.7801841525094021]
[294426,3,3,0.91362987939307483]
[294426,0.1,5,4.2017896511477207E-2]
[294426,0.2,5,8.2349889767864171E-2]
[294426,0.4,5,0.15912333030735318]
[294426,0.6,5,0.23213590973933343]
[294426,0.8,5,0.30125794319802884]
[294426,1,5,0.36778627934120089]
[294426,1.25,5,0.44702373233043702]
[294426,1.5,5,0.52029568149396965]
[294426,2,5,0.64609000129684868]
[294426,3,5,0.82051614576578913]
[294426,0.1,10,2.3732330437038089E-2]
[294426,0.2,10,4.6038127350538242E-2]
[294426,0.4,10,9.0779406043314761E-2]
[294426,0.6,10,0.13487226040721048]
[294426,0.8,10,0.17883542990533011]
[294426,1,10,0.2224095448061211]
[294426,1.25,10,0.27571002464012451]
[294426,1.5,10,0.32719491635326164]
[294426,2,10,0.4266632084035793]
[294426,3,10,0.60848139022176106]
[297094,0.1,0.5,0.14916907154940778]
[297094,0.2,0.5,0.2772415165688128]
[297094,0.4,0.5,0.47885361727535075]
[297094,0.6,0.5,0.62603244103890932]
[297094,0.8,0.5,0.72882873917802771]
[297094,1,0.5,0.80366205592596274]
[297094,1.25,0.5,0.87073340630908558]
[297094,1.5,0.5,0.91511593193352569]
[297094,2,0.5,0.96039406906159819]
[297094,3,0.5,0.99014827346004575]
[297094,0.1,0.75,0.12279828838690418]
[297094,0.2,0.75,0.2334560652801273]
[297094,0.4,0.75,0.41765349786048356]
[297094,0.6,0.75,0.56095133844163592]
[297094,0.8,0.75,0.6711115533883969]
[297094,1,0.75,0.75251268782963476]
[297094,1.25,0.75,0.8273460045775699]
[297094,1.5,0.75,0.88207781868842661]
[297094,2,0.75,0.94019305403522746]
[297094,3,0.75,0.98238630709523345]
[297094,0.1,1,0.10528410787142999]
[297094,0.2,1,0.20250771221017019]
[297094,0.4,1,0.37038511294656185]
[297094,0.6,1,0.50980197034530794]
[297094,0.8,1,0.6212558463528709]
[297094,1,1,0.70862772415165687]
[297094,1.25,1,0.79042690815006467]
[297094,1.5,1,0.84903970544332774]
[297094,2,1,0.92496765847347995]
[297094,3,1,0.97542043984476068]
[297094,0.1,2,6.7369887551000068E-2]
[297094,0.2,2,0.1318539158125186]
[297094,0.4,2,0.25166683252064881]
[297094,0.6,2,0.35904070056722059]
[297094,0.8,2,0.45666235446313064]
[297094,1,2,0.54502935615484127]
[297094,1.25,2,0.64275052244004383]
[297094,1.5,2,0.72255945865260218]
[297094,2,2,0.83699870633893925]
[297094,3,2,0.94636282217136036]
[297094,0.1,3,4.9159120310478636E-2]
[297094,0.2,3,9.6427505224400384E-2]
[297094,0.4,3,0.18728231664842271]
[297094,0.6,3,0.27246492188277438]
[297094,0.8,3,0.35227385809533279]
[297094,1,3,0.42770424917902272]
[297094,1.25,3,0.51487710219922378]
[297094,1.5,3,0.59518360035824458]
[297094,2,3,0.73161508607821668]
[297094,3,3,0.89571101602149472]
[297094,0.1,5,3.1843964573589442E-2]
[297094,0.2,5,6.2593292864961653E-2]
[297094,0.4,5,0.12279828838690418]
[297094,0.6,5,0.18210767240521447]
[297094,0.8,5,0.24012339536272262]
[297094,1,5,0.29505423425216437]
[297094,1.25,5,0.36103094835306992]
[297094,1.5,5,0.42392277838590903]
[297094,2,5,0.54124788536172752]
[297094,3,5,0.74425315951836002]
[297094,0.1,10,1.721564334759678E-2]
[297094,0.2,10,3.3137625634391502E-2]
[297094,0.4,10,6.5280127375858185E-2]
[297094,0.6,10,9.7323116728032621E-2]
[297094,0.8,10,0.12916708130162205]
[297094,1,10,0.16091153348591891]
[297094,1.25,10,0.20061697681361332]
[297094,1.5,10,0.24032242014130753]
[297094,2,10,0.3174445218429694]
[297094,3,10,0.46701164294954722]
[300042,0.1,0.5,8.6592576761416282E-2]
[300042,0.2,0.5,0.16513500035620154]
[300042,0.4,0.5,0.30615516135926485]
[300042,0.6,0.5,0.42747738120681061]
[300042,0.8,0.5,0.53148820973142408]
[300042,1,0.5,0.61729714326423024]
[300042,1.25,0.5,0.70406782075942154]
[300042,1.5,0.5,0.77014319298995515]
[300042,2,0.5,0.86193631117760205]
[300042,3,0.5,0.96199330341241007]
[300042,0.1,0.75,6.6039752083778686E-2]
[300042,0.2,0.75,0.12752012538291663]
[300042,0.4,0.75,0.24186079646648154]
[300042,0.6,0.75,0.34398375721307972]
[300042,0.8,0.75,0.43645365818907178]
[300042,1,0.75,0.51756073235021727]
[300042,1.25,0.75,0.60262164280116826]
[300042,1.5,0.75,0.67293581249554757]
[300042,2,0.75,0.77805086556956626]
[300042,3,0.75,0.90101161216784209]
[300042,0.1,1,5.2860297784426934E-2]
[300042,0.2,1,0.10329842558951349]
[300042,0.4,1,0.1990453800669659]
[300042,0.6,1,0.28781078578043745]
[300042,0.8,1,0.36945216214290799]
[300042,1,1,0.44432571062192783]
[300042,1.25,1,0.52671511006625349]
[300042,1.5,1,0.59802664386977278]
[300042,2,1,0.70958894350644719]
[300042,3,1,0.84530170264301485]
[300042,0.1,2,2.8068675642943658E-2]
[300042,0.2,2,5.5638669231317273E-2]
[300042,0.4,2,0.11027997435349433]
[300042,0.6,2,0.16406639595355138]
[300042,0.8,2,0.21724727505877323]
[300042,1,2,0.26992947210942519]
[300042,1.25,2,0.33351143406710843]
[300042,1.5,2,0.39317517988174111]
[300042,2,2,0.5009973641091402]
[300042,3,2,0.668768255325212]
[300042,0.1,3,1.8949918073662465E-2]
[300042,0.2,3,3.7579254826529997E-2]
[300042,0.4,3,7.4837928332264825E-2]
[300042,0.6,3,0.11184726081071455]
[300042,0.8,3,0.14874973284889939]
[300042,1,3,0.18561658474032919]
[300042,1.25,3,0.23135285317375509]
[300042,1.5,3,0.27691102087340602]
[300042,2,3,0.3667094108427727]
[300042,3,3,0.52678635035976351]
[300042,0.1,5,1.150530740186651E-2]
[300042,0.2,5,2.2725653629693011E-2]
[300042,0.4,5,4.5130725938590972E-2]
[300042,0.6,5,6.7571418394243854E-2]
[300042,0.8,5,9.0012110849896729E-2]
[300042,1,5,0.11248842345230466]
[300042,1.25,5,0.14055709909524833]
[300042,1.5,5,0.16862577473819199]
[300042,2,5,0.22462064543705923]
[300042,3,5,0.33661038683479383]
[300042,0.1,10,5.9841846548408777E-3]
[300042,0.2,10,1.1576547695376605E-2]
[300042,0.4,10,2.286813421671308E-2]
[300042,0.6,10,3.415972073804955E-2]
[300042,0.8,10,4.5415687112630977E-2]
[300042,1,10,5.670727363396745E-2]
[300042,1.25,10,7.0812851748949315E-2]
[300042,1.5,10,8.4918429863931041E-2]
[300042,2,10,0.11316520624064982]
[300042,3,10,0.16969437914084215]
[300687,0.1,0.5,7.9825517993456968E-2]
[300687,0.2,0.5,0.15401672119229376]
[300687,0.4,0.5,0.28891312250090878]
[300687,0.6,0.5,0.4055616139585605]
[300687,0.8,0.5,0.50527081061432211]
[300687,1,0.5,0.58953107960741558]
[300687,1.25,0.5,0.67430025445292618]
[300687,1.5,0.5,0.74154852780806979]
[300687,2,0.5,0.83740458015267183]
[300687,3,0.5,0.94271174118502366]
[300687,0.1,0.75,5.9905488913122612E-2]
[300687,0.2,0.75,0.11683024354780087]
[300687,0.4,0.75,0.22373682297346423]
[300687,0.6,0.75,0.32162849872773547]
[300687,0.8,0.75,0.40952380952380957]
[300687,1,0.75,0.48724100327153763]
[300687,1.25,0.75,0.57062886223191567]
[300687,1.5,0.75,0.64154852780806981]
[300687,2,0.75,0.74671028716830246]
[300687,3,0.75,0.8737186477644493]
[300687,0.1,1,4.7400945110868849E-2]
[300687,0.2,1,9.3384223918575149E-2]
[300687,0.4,1,0.18197019265721556]
[300687,0.6,1,0.26503089785532535]
[300687,0.8,1,0.3417302798982188]
[300687,1,1,0.41315885132679037]
[300687,1.25,1,0.49323882224645582]
[300687,1.5,1,0.56241366775717927]
[300687,2,1,0.67433660487095604]
[300687,3,1,0.81348600508905855]
[300687,0.1,2,2.5009087604507537E-2]
[300687,0.2,2,4.9691021446746669E-2]
[300687,0.4,2,9.8982188295165474E-2]
[300687,0.6,2,0.14776444929116689]
[300687,0.8,2,0.19589240276263187]
[300687,1,2,0.24318429661941116]
[300687,1.25,2,0.30083605961468557]
[300687,1.5,2,0.35663395129043984]
[300687,2,2,0.45994183933115235]
[300687,3,2,0.62729916394038532]
[300687,0.1,3,1.6866593965830685E-2]
[300687,0.2,3,3.3442384587422817E-2]
[300687,0.4,3,6.6630316248636925E-2]
[300687,0.6,3,9.9818247909851041E-2]
[300687,0.8,3,0.13307888040712473]
[300687,1,3,0.16615776081424941]
[300687,1.25,3,0.20734278444202109]
[300687,1.5,3,0.24823700472555435]
[300687,2,3,0.32860777898945848]
[300687,3,3,0.47909850963286083]
[300687,0.1,5,1.0250817884405671E-2]
[300687,0.2,5,2.0283533260632491E-2]
[300687,0.4,5,4.0276263177026553E-2]
[300687,0.6,5,6.030534351145047E-2]
[300687,0.8,5,8.0334423845874248E-2]
[300687,1,5,0.10036350418029817]
[300687,1.25,5,0.12540894220283544]
[300687,1.5,5,0.1504907306434024]
[300687,2,5,0.20065430752453664]
[300687,3,5,0.30076335877862598]
[300687,0.1,10,5.3798618684116045E-3]
[300687,0.2,10,1.0323518720465375E-2]
[300687,0.4,10,2.0428934932751767E-2]
[300687,0.6,10,3.053435114503816E-2]
[300687,0.8,10,4.0603416939294833E-2]
[300687,1,10,5.0672482733551502E-2]
[300687,1.25,10,6.3286077789894701E-2]
[300687,1.5,10,7.5899672846237762E-2]
[300687,2,10,0.10112686295892402]
[300687,3,10,0.15165394402035626]
[301185,0.1,0.5,7.6555832523554065E-2]
[301185,0.2,0.5,0.14943597110144066]
[301185,0.4,0.5,0.28023997634036074]
[301185,0.6,0.5,0.39376399509907473]
[301185,0.8,0.5,0.48996577802188523]
[301185,1,0.5,0.57290126325573532]
[301185,1.25,0.5,0.65655498753644015]
[301185,1.5,0.5,0.72356246567239857]
[301185,2,0.5,0.82331319447378437]
[301185,3,0.5,0.9288520850057036]
[301185,0.1,0.75,5.7247876969876224E-2]
[301185,0.2,0.75,0.11255228357767549]
[301185,0.4,0.75,0.21602095568042584]
[301185,0.6,0.75,0.31082850986522453]
[301185,0.8,0.75,0.39667920064219025]
[301185,1,0.75,0.47213654991761378]
[301185,1.25,0.75,0.55257932316532177]
[301185,1.5,0.75,0.62110777810638385]
[301185,2,0.75,0.7269424141281845]
[301185,3,0.75,0.86028138070894422]
[301185,0.1,1,4.5798301575900952E-2]
[301185,0.2,1,9.0455870547974215E-2]
[301185,0.4,1,0.17558832227808521]
[301185,0.6,1,0.25531285647893864]
[301185,0.8,1,0.32971397186192913]
[301185,1,1,0.4000591490979763]
[301185,1.25,1,0.47737547002408215]
[301185,1.5,1,0.54421395073725121]
[301185,2,1,0.65216105454391815]
[301185,3,1,0.79589336262622001]
[301185,0.1,2,2.5053867928514089E-2]
[301185,0.2,2,4.9811990367146987E-2]
[301185,0.4,2,9.8863492331741937E-2]
[301185,0.6,2,0.14707000718239052]
[301185,0.8,2,0.19447378427478987]
[301185,1,2,0.2404833326291774]
[301185,1.25,2,0.29625248214964722]
[301185,1.5,2,0.34995141324094814]
[301185,2,2,0.45042038108918842]
[301185,3,2,0.60885546495415954]
[301185,0.1,3,1.7153238413114148E-2]
[301185,0.2,3,3.4010731336347105E-2]
[301185,0.4,3,6.7641218471418268E-2]
[301185,0.6,3,0.10110270818370022]
[301185,0.8,3,0.13439520047319281]
[301185,1,3,0.16764544340698803]
[301185,1.25,3,0.20904981199036715]
[301185,1.5,3,0.25003168701677297]
[301185,2,3,0.33047446026448102]
[301185,3,3,0.47665723097722756]
[301185,0.1,5,1.0562338924331404E-2]
[301185,0.2,5,2.0871181714478843E-2]
[301185,0.4,5,4.140436858337912E-2]
[301185,0.6,5,6.1979804807976623E-2]
[301185,0.8,5,8.2555241032574278E-2]
[301185,1,5,0.10300392919007979]
[301185,1.25,5,0.12856478938696181]
[301185,1.5,5,0.15412564958384384]
[301185,2,5,0.20524736997760787]
[301185,3,5,0.30694156914107062]
[301185,0.1,10,5.6614136634416468E-3]
[301185,0.2,10,1.0815835058515367E-2]
[301185,0.4,10,2.1335924627149394E-2]
[301185,0.6,10,3.1813764840086189E-2]
[301185,0.8,10,4.2333854408720221E-2]
[301185,1,10,5.2853943977354399E-2]
[301185,1.25,10,6.6035742954919888E-2]
[301185,1.5,10,7.9175292576788153E-2]
[301185,2,10,0.10549664117622205]
[301185,3,10,0.15818158773078708]
[303851,0.1,0.5,6.5853526611856408E-2]
[303851,0.2,0.5,0.12819125919515367]
[303851,0.4,0.5,0.2413727823453051]
[303851,0.6,0.5,0.34049112938122028]
[303851,0.8,0.5,0.42462678494158373]
[303851,1,0.5,0.49670056252704459]
[303851,1.25,0.5,0.57496754651665938]
[303851,1.5,0.5,0.6387386412808308]
[303851,2,0.5,0.73634249242752048]
[303851,3,0.5,0.85266118563392468]
[303851,0.1,0.75,4.8707269580268338E-2]
[303851,0.2,0.75,9.5981176979662478E-2]
[303851,0.4,0.75,0.18444396365209867]
[303851,0.6,0.75,0.26555062743401125]
[303851,0.8,0.75,0.3385168758113371]
[303851,1,0.75,0.40318044136737335]
[303851,1.25,0.75,0.47446992643877112]
[303851,1.5,0.75,0.53767308524448287]
[303851,2,0.75,0.63611531804413679]
[303851,3,0.75,0.76855257464301163]
[303851,0.1,1,3.8403288619645225E-2]
[303851,0.2,1,7.6130463003028934E-2]
[303851,0.4,1,0.14863695369969707]
[303851,0.6,1,0.21654586758978792]
[303851,0.8,1,0.28023582864560792]
[303851,1,1,0.33859800951968844]
[303851,1.25,1,0.40437040242319339]
[303851,1.5,1,0.46378732150584157]
[303851,2,1,0.56396040675032444]
[303851,3,1,0.69956187797490255]
[303851,0.1,2,2.0499783643444278E-2]
[303851,0.2,2,4.078321073128504E-2]
[303851,0.4,2,8.1133708351363049E-2]
[303851,0.6,2,0.12080809173517955]
[303851,0.8,2,0.15983340545218522]
[303851,1,2,0.19829078321073132]
[303851,1.25,2,0.24524015577671998]
[303851,1.5,2,0.29105365642578973]
[303851,2,2,0.37486477715274774]
[303851,3,2,0.51482042405884898]
[303851,0.1,3,1.4009086975335372E-2]
[303851,0.2,3,2.7774772825616644E-2]
[303851,0.4,3,5.538727823453056E-2]
[303851,0.6,3,8.286456079619213E-2]
[303851,0.8,3,0.11017957594115096]
[303851,1,3,0.13741345737775854]
[303851,1.25,3,0.17084054521852013]
[303851,1.5,3,0.20391605365642576]
[303851,2,3,0.26974253569883166]
[303851,3,3,0.39284941583729988]
[303851,0.1,5,8.6542622241453995E-3]
[303851,0.2,5,1.7092167892687093E-2]
[303851,0.4,5,3.3940934660320277E-2]
[303851,0.6,5,5.0816745997403663E-2]
[303851,0.8,5,6.766551276503685E-2]
[303851,1,5,8.4514279532669837E-2]
[303851,1.25,5,0.10558199913457368]
[303851,1.5,5,0.12664971873647771]
[303851,2,5,0.16856880138468197]
[303851,3,5,0.25167676330592809]
[303851,0.1,10,4.5434876676763106E-3]
[303851,0.2,10,8.8165296408481315E-3]
[303851,0.4,10,1.7389658156642167E-2]
[303851,0.6,10,2.5989831241886589E-2]
[303851,0.8,10,3.4562959757680624E-2]
[303851,1,10,4.3163132842925049E-2]
[303851,1.25,10,5.3899826914755575E-2]
[303851,1.5,10,6.4663565556036307E-2]
[303851,2,10,8.6163998269147557E-2]
[303851,3,10,0.12919190826482047]
[303983,0.1,0.5,8.6088469640077048E-2]
[303983,0.2,0.5,0.16814726623317156]
[303983,0.4,0.5,0.31436028940379157]
[303983,0.6,0.5,0.4368989834233904]
[303983,0.8,0.5,0.54112098177488777]
[303983,1,0.5,0.63014012272186104]
[303983,1.25,0.5,0.72044143236560121]
[303983,1.5,0.5,0.78825899807674704]
[303983,2,0.5,0.88016301859144608]
[303983,3,0.5,0.96904478432090857]
[303983,0.1,0.75,6.5070061360930451E-2]
[303983,0.2,0.75,0.12830845315505079]
[303983,0.4,0.75,0.24713801630185922]
[303983,0.6,0.75,0.3529627255243154]
[303983,0.8,0.75,0.44596574777910064]
[303983,1,0.75,0.52761241871966291]
[303983,1.25,0.75,0.6151204322740178]
[303983,1.5,0.75,0.69058521842659593]
[303983,2,0.75,0.80085172634856672]
[303983,3,0.75,0.92393992123820856]
[303983,0.1,1,5.2385749610770305E-2]
[303983,0.2,1,0.10362670574228416]
[303983,0.4,1,0.2024452788716915]
[303983,0.6,1,0.29512775895228499]
[303983,0.8,1,0.37856030772048727]
[303983,1,1,0.45489513691730016]
[303983,1.25,1,0.53777818481545936]
[303983,1.5,1,0.6088927557468633]
[303983,2,1,0.72671490063192601]
[303983,3,1,0.87521751076105869]
[303983,0.1,2,2.9169337851451618E-2]
[303983,0.2,2,5.783496657203048E-2]
[303983,0.4,2,0.11457093140397483]
[303983,0.6,2,0.17075739536587595]
[303983,0.8,2,0.22639435845773434]
[303983,1,2,0.28093231980950645]
[303983,1.25,2,0.34581921421375589]
[303983,1.5,2,0.40837072992032242]
[303983,2,2,0.51849986262478254]
[303983,3,2,0.68408279146441975]
[303983,0.1,3,2.0148365234911678E-2]
[303983,0.2,3,3.9838813078120754E-2]
[303983,0.4,3,7.921970876453889E-2]
[303983,0.6,3,0.11818847879842474]
[303983,0.8,3,0.15701987361479997]
[303983,1,3,0.19585126843117506]
[303983,1.25,3,0.24411576151662237]
[303983,1.5,3,0.29178496199285653]
[303983,2,3,0.38295631468083163]
[303983,3,3,0.54643282351863731]
[303983,0.1,5,1.2592728271819861E-2]
[303983,0.2,5,2.4773330891107261E-2]
[303983,0.4,5,4.9042952651341766E-2]
[303983,0.6,5,7.335836615074641E-2]
[303983,0.8,5,9.7582196171810617E-2]
[303983,1,5,0.12185181793204512]
[303983,1.25,5,0.15212015752358288]
[303983,1.5,5,0.18238849711512045]
[303983,2,5,0.24265042586317426]
[303983,3,5,0.36042677900906678]
[303983,0.1,10,6.7771773971975306E-3]
[303983,0.2,10,1.2867478706841393E-2]
[303983,0.4,10,2.5322831761150324E-2]
[303983,0.6,10,3.773239307628911E-2]
[303983,0.8,10,5.0141954391427893E-2]
[303983,1,10,6.2551515706566516E-2]
[303983,1.25,10,7.8074915285282612E-2]
[303983,1.5,10,9.3598314863998555E-2]
[303983,2,10,0.12464511402143059]
[303983,3,10,0.18673871233629449]
[305811,0.1,0.5,8.5167949406359911E-2]
[305811,0.2,0.5,0.16347473301115675]
[305811,0.4,0.5,0.30585883897142174]
[305811,0.6,0.5,0.42864387566374323]
[305811,0.8,0.5,0.53266511544657236]
[305811,1,0.5,0.62165145277728062]
[305811,1.25,0.5,0.71084660819760159]
[305811,1.5,0.5,0.77984607123679972]
[305811,2,0.5,0.87894517033589881]
[305811,3,0.5,0.97571743929359822]
[305811,0.1,0.75,6.5121412803532008E-2]
[305811,0.2,0.75,0.12651393114969273]
[305811,0.4,0.75,0.24130421812541014]
[305811,0.6,0.75,0.34493765288467271]
[305811,0.8,0.75,0.43660879422468823]
[305811,1,0.75,0.51709325219258995]
[305811,1.25,0.75,0.60437921365073677]
[305811,1.5,0.75,0.67800250581707533]
[305811,2,0.75,0.79058528727402899]
[305811,3,0.75,0.92455700733846424]
[305811,0.1,1,5.2353678181492724E-2]
[305811,0.2,1,0.10267883777817553]
[305811,0.4,1,0.19831752282083409]
[305811,0.6,1,0.28754250939681403]
[305811,0.8,1,0.36993616132688983]
[305811,1,1,0.44403675198377179]
[305811,1.25,1,0.52592327426764507]
[305811,1.5,1,0.59739872322653775]
[305811,2,1,0.7143368534097011]
[305811,3,1,0.86737068194021838]
[305811,0.1,2,2.8250104409044678E-2]
[305811,0.2,2,5.5933416860569178E-2]
[305811,0.4,2,0.11094206789571022]
[305811,0.6,2,0.16523477119503605]
[305811,0.8,2,0.21818507248970825]
[305811,1,2,0.26997195871368052]
[305811,1.25,2,0.33273671022015394]
[305811,1.5,2,0.3932044627408865]
[305811,2,2,0.50411669948093785]
[305811,3,2,0.67576516914265261]
[305811,0.1,3,1.9121770777399866E-2]
[305811,0.2,3,3.7885567686892073E-2]
[305811,0.4,3,7.5293836883240775E-2]
[305811,0.6,3,0.11258278145695357]
[305811,0.8,3,0.14981206371934844]
[305811,1,3,0.1868623590477895]
[305811,1.25,3,0.23298132569655747]
[305811,1.5,3,0.2788914742557127]
[305811,2,3,0.36790764274207982]
[305811,3,3,0.53290376469184408]
[305811,0.1,5,1.1663981862657307E-2]
[305811,0.2,5,2.3029652168724973E-2]
[305811,0.4,5,4.5731161625201293E-2]
[305811,0.6,5,6.843267108167761E-2]
[305811,0.8,5,9.1164011693812941E-2]
[305811,1,5,0.11383568999463037]
[305811,1.25,5,0.14208579440367514]
[305811,1.5,5,0.17036572996837893]
[305811,2,5,0.22686593878646852]
[305811,3,5,0.33992601873396577]
[305811,0.1,10,6.0855557544299459E-3]
[305811,0.2,10,1.172364417397532E-2]
[305811,0.4,10,2.3178807947019899E-2]
[305811,0.6,10,3.4604140564405368E-2]
[305811,0.8,10,4.6029473181791042E-2]
[305811,1,10,5.7454805799176611E-2]
[305811,1.25,10,7.1773760515482343E-2]
[305811,1.5,10,8.6062884076129054E-2]
[305811,2,10,0.1147007935087405]
[305811,3,10,0.17197661237396328]
[307167,0.1,0.5,7.8769692423105803E-2]
[307167,0.2,0.5,0.15195465533049932]
[307167,0.4,0.5,0.2847795282153871]
[307167,0.6,0.5,0.40110027506876722]
[307167,0.8,0.5,0.49974993748437108]
[307167,1,0.5,0.58356255730599316]
[307167,1.25,0.5,0.67066766691672919]
[307167,1.5,0.5,0.74151871301158634]
[307167,2,0.5,0.84208552138034498]
[307167,3,0.5,0.94961240310077522]
[307167,0.1,0.75,5.93898474618655E-2]
[307167,0.2,0.75,0.115778944736184]
[307167,0.4,0.75,0.22251396182378921]
[307167,0.6,0.75,0.31987163457531054]
[307167,0.8,0.75,0.40710177544386095]
[307167,1,0.75,0.48345419688255398]
[307167,1.25,0.75,0.56672501458697999]
[307167,1.5,0.75,0.63803450862715672]
[307167,2,0.75,0.75227140118362923]
[307167,3,0.75,0.88280403434191879]
[307167,0.1,1,4.7470200883554192E-2]
[307167,0.2,1,9.3064932899891664E-2]
[307167,0.4,1,0.18117029257314335]
[307167,0.6,1,0.26435775610569306]
[307167,0.8,1,0.3422939068100358]
[307167,1,1,0.41301992164707846]
[307167,1.25,1,0.49058097857797778]
[307167,1.5,1,0.55897307660248396]
[307167,2,1,0.67250145869800781]
[307167,3,1,0.82808202050512625]
[307167,0.1,2,2.5506376594148467E-2]
[307167,0.2,2,5.0470951071101049E-2]
[307167,0.4,2,0.10019171459531549]
[307167,0.6,2,0.14962073851796281]
[307167,0.8,2,0.1983412519796616]
[307167,1,2,0.24614486955072096]
[307167,1.25,2,0.30465949820788524]
[307167,1.5,2,0.36046511627906974]
[307167,2,2,0.46190714345252981]
[307167,3,2,0.62511461198632989]
[307167,0.1,3,1.7170959406518256E-2]
[307167,0.2,3,3.4050179211469543E-2]
[307167,0.4,3,6.7766941735433905E-2]
[307167,0.6,3,0.10140035008752188]
[307167,0.8,3,0.13507543552554804]
[307167,1,3,0.16862548970575975]
[307167,1.25,3,0.21051096107360168]
[307167,1.5,3,0.25206301575393841]
[307167,2,3,0.33366675002083857]
[307167,3,3,0.48257897807785283]
[307167,0.1,5,1.0419271484537801E-2]
[307167,0.2,5,2.0588480453446686E-2]
[307167,0.4,5,4.0926898391264455E-2]
[307167,0.6,5,6.1223639243144168E-2]
[307167,0.8,5,8.1520380095023742E-2]
[307167,1,5,0.10185879803284151]
[307167,1.25,5,0.12724014336917566]
[307167,1.5,5,0.15270484287738609]
[307167,2,5,0.2035508877219305]
[307167,3,5,0.30532633158289574]
[307167,0.1,10,5.5013753438360197E-3]
[307167,0.2,10,1.0502625656414057E-2]
[307167,0.4,10,2.0713511711261144E-2]
[307167,0.6,10,3.0966074852046284E-2]
[307167,0.8,10,4.1176960906893371E-2]
[307167,1,10,5.1387846961740459E-2]
[307167,1.25,10,6.4182712344752826E-2]
[307167,1.5,10,7.6935900641827135E-2]
[307167,2,10,0.1024839543219138]
[307167,3,10,0.15366341585396354]
[308383,0.1,0.5,7.6522227121497532E-2]
[308383,0.2,0.5,0.14755281196135811]
[308383,0.4,0.5,0.27790916743496213]
[308383,0.6,0.5,0.39138974626207557]
[308383,0.8,0.5,0.49003888243075322]
[308383,1,0.5,0.57630175973062892]
[308383,1.25,0.5,0.66593177536377124]
[308383,1.5,0.5,0.7368821902433158]
[308383,2,0.5,0.83733515051910046]
[308383,3,0.5,0.94299915821541669]
[308383,0.1,0.75,5.7201266685372974E-2]
[308383,0.2,0.75,0.1115965847596905]
[308383,0.4,0.75,0.21509600352747824]
[308383,0.6,0.75,0.30937587685894097]
[308383,0.8,0.75,0.39415560989297305]
[308383,1,0.75,0.47067783701447063]
[308383,1.25,0.75,0.55497655028660753]
[308383,1.5,0.75,0.62817172405499655]
[308383,2,0.75,0.73920711909247605]
[308383,3,0.75,0.87377239748266322]
[308383,0.1,1,4.5496452479255947E-2]
[308383,0.2,1,8.9389505752194676E-2]
[308383,0.4,1,0.17404898384575296]
[308383,0.6,1,0.25441936906241225]
[308383,0.8,1,0.32905760211648694]
[308383,1,1,0.39792359802781896]
[308383,1.25,1,0.4763699041968974]
[308383,1.5,1,0.54543632500901906]
[308383,2,1,0.65871647893534291]
[308383,3,1,0.80967651421012543]
[308383,0.1,2,2.4171243035234616E-2]
[308383,0.2,2,4.7941636268889969E-2]
[308383,0.4,2,9.5362167795726857E-2]
[308383,0.6,2,0.14218142462019484]
[308383,0.8,2,0.18847957670260945]
[308383,1,2,0.23409628412233935]
[308383,1.25,2,0.28985449152202664]
[308383,1.5,2,0.34348819497334349]
[308383,2,2,0.44462259991181302]
[308383,3,2,0.60824948891650299]
[308383,0.1,3,1.627450194412149E-2]
[308383,0.2,3,3.2268409027137519E-2]
[308383,0.4,3,6.425622319316944E-2]
[308383,0.6,3,9.6284122339359346E-2]
[308383,0.8,3,0.1282719365053914]
[308383,1,3,0.16017958071110749]
[308383,1.25,3,0.19970337114683126]
[308383,1.5,3,0.2391069066420812]
[308383,2,3,0.31715236300958027]
[308383,3,3,0.46546678959393911]
[308383,0.1,5,9.9009900990098959E-3]
[308383,0.2,5,1.960155529723016E-2]
[308383,0.4,5,3.888243075319673E-2]
[308383,0.6,5,5.8203391189321288E-2]
[308383,0.8,5,7.7524351625445853E-2]
[308383,1,5,9.6845312061570543E-2]
[308383,1.25,5,0.12101655509680516]
[308383,1.5,5,0.14518779813203991]
[308383,2,5,0.19357036918266729]
[308383,3,5,0.29033551128392188]
[308383,0.1,10,5.291217380847312E-3]
[308383,0.2,10,1.0061330019641547E-2]
[308383,0.4,10,1.9842065178177635E-2]
[308383,0.6,10,2.9662885316871706E-2]
[308383,0.8,10,3.9443620475407795E-2]
[308383,1,10,4.9224355633943881E-2]
[308383,1.25,10,6.1490359562271973E-2]
[308383,1.5,10,7.3716278510442088E-2]
[308383,2,10,9.8208201386940294E-2]
[308383,3,10,0.14723213212009453]
[308586,0.1,0.5,7.831818377633229E-2]
[308586,0.2,0.5,0.15262999181493125]
[308586,0.4,0.5,0.28677896006548054]
[308586,0.6,0.5,0.40089604962736403]
[308586,0.8,0.5,0.49554129151768406]
[308586,1,0.5,0.57450566492913457]
[308586,1.25,0.5,0.65657174858915257]
[308586,1.5,0.5,0.72282772584327748]
[308586,2,0.5,0.82173781932537815]
[308586,3,0.5,0.93335630896480415]
[308586,0.1,0.75,5.9837160211950173E-2]
[308586,0.2,0.75,0.11760651359152201]
[308586,0.4,0.75,0.226726403308491]
[308586,0.6,0.75,0.32395640373928408]
[308586,0.8,0.75,0.40834877008572784]
[308586,1,0.75,0.48089432645500363]
[308586,1.25,0.75,0.55830784474217032]
[308586,1.5,0.75,0.62508077370438986]
[308586,2,0.75,0.73127127040882267]
[308586,3,0.75,0.86085383190453624]
[308586,0.1,1,4.8291905397837509E-2]
[308586,0.2,1,9.5377590143454191E-2]
[308586,0.4,1,0.18640417007711202]
[308586,0.6,1,0.27127040882264247]
[308586,0.8,1,0.34721923060354115]
[308586,1,1,0.41537069745401289]
[308586,1.25,1,0.48976866411062769]
[308586,1.5,1,0.55399991384138203]
[308586,2,1,0.66019041054581484]
[308586,3,1,0.80123206823762549]
[308586,0.1,2,2.6752250893895758E-2]
[308586,0.2,2,5.3159867315728332E-2]
[308586,0.4,2,0.10545814845129885]
[308586,0.6,2,0.15732563649679063]
[308586,0.8,2,0.20802998319906951]
[308586,1,2,0.25739887132210404]
[308586,1.25,2,0.31676215913496752]
[308586,1.5,2,0.37293757808124761]
[308586,2,2,0.4699091026579934]
[308586,3,2,0.62861327704303627]
[308586,0.1,3,1.8481023564382113E-2]
[308586,0.2,3,3.6746650583724699E-2]
[308586,0.4,3,7.3234825313401933E-2]
[308586,0.6,3,0.10955068280704774]
[308586,0.8,3,0.14569422306466209]
[308586,1,3,0.18145004954120533]
[308586,1.25,3,0.22595097574634906]
[308586,1.5,3,0.26976263300736658]
[308586,2,3,0.35294877870158969]
[308586,3,3,0.49885839831129114]
[308586,0.1,5,1.1717572050144402E-2]
[308586,0.2,5,2.3133588937233558E-2]
[308586,0.4,5,4.6008702020419651E-2]
[308586,0.6,5,6.888381510360575E-2]
[308586,0.8,5,9.1802007495799767E-2]
[308586,1,5,0.1147201998879938]
[308586,1.25,5,0.1430663852151812]
[308586,1.5,5,0.17136949123336068]
[308586,2,5,0.22784646534269595]
[308586,3,5,0.33886184465601177]
[308586,0.1,10,6.4188170421746824E-3]
[308586,0.2,10,1.2492999612286334E-2]
[308586,0.4,10,2.468444406151727E-2]
[308586,0.6,10,3.6875888510748356E-2]
[308586,0.8,10,4.9067332959979289E-2]
[308586,1,10,6.1301856718218313E-2]
[308586,1.25,10,7.6595011416016975E-2]
[308586,1.5,10,9.1888166113815645E-2]
[308586,2,10,0.12247447550941282]
[308586,3,10,0.18334553913755225]
[309389,0.1,0.5,7.939568005665501E-2]
[309389,0.2,0.5,0.15320454813707368]
[309389,0.4,0.5,0.28347169217452889]
[309389,0.6,0.5,0.39328008812999182]
[309389,0.8,0.5,0.48392807963174256]
[309389,1,0.5,0.55942872880355665]
[309389,1.25,0.5,0.63898178384545767]
[309389,1.5,0.5,0.70563009009717914]
[309389,2,0.5,0.80210095605303533]
[309389,3,0.5,0.91592241413227371]
[309389,0.1,0.75,6.0746744304992738E-2]
[309389,0.2,0.75,0.11877877011449037]
[309389,0.4,0.75,0.22669866624700005]
[309389,0.6,0.75,0.32116300114096863]
[309389,0.8,0.75,0.40468977456033367]
[309389,1,0.75,0.47550851792107651]
[309389,1.25,0.75,0.5500255734351025]
[309389,1.5,0.75,0.61458866113231303]
[309389,2,0.75,0.71762993272219389]
[309389,3,0.75,0.84608726442931903]
[309389,0.1,1,4.9061651650470148E-2]
[309389,0.2,1,9.6628240941102533E-2]
[309389,0.4,1,0.18766966990596856]
[309389,0.6,1,0.27139316205689118]
[309389,0.8,1,0.34610693630247474]
[309389,1,1,0.41405358618247629]
[309389,1.25,1,0.48782311051658339]
[309389,1.5,1,0.54978951095723338]
[309389,2,1,0.65338159499547543]
[309389,3,1,0.79187158201203922]
[309389,0.1,2,2.6950466223393879E-2]
[309389,0.2,2,5.3546838729983892E-2]
[309389,0.4,2,0.10658220875791805]
[309389,0.6,2,0.15875201636699846]
[309389,0.8,2,0.21009560530353699]
[309389,1,2,0.25970806940236857]
[309389,1.25,2,0.31801550143604679]
[309389,1.5,2,0.37230987134594956]
[309389,2,2,0.4729511744108274]
[309389,3,2,0.62725734744462369]
[309389,0.1,3,1.8491560766416271E-2]
[309389,0.2,3,3.6707715308651682E-2]
[309389,0.4,3,7.3061336900499776E-2]
[309389,0.6,3,0.10945430223865917]
[309389,0.8,3,0.14572923633788412]
[309389,1,3,0.18176810795923989]
[309389,1.25,3,0.22658063500806547]
[309389,1.5,3,0.27056694338434911]
[309389,2,3,0.35311012314592599]
[309389,3,3,0.49848526576700636]
[309389,0.1,5,1.1527717669276578E-2]
[309389,0.2,5,2.2740685368060863E-2]
[309389,0.4,5,4.5166620765629426E-2]
[309389,0.6,5,6.7631899909509421E-2]
[309389,0.8,5,9.009717905338957E-2]
[309389,1,5,0.11260180194358113]
[309389,1.25,5,0.14069323681000906]
[309389,1.5,5,0.16874532793012556]
[309389,2,5,0.22469213518511238]
[309389,3,5,0.33394971869221396]
[309389,0.1,10,6.1376244245978026E-3]
[309389,0.2,10,1.1842467639768733E-2]
[309389,0.4,10,2.3409529055356745E-2]
[309389,0.6,10,3.4976590470944757E-2]
[309389,0.8,10,4.6543651886532623E-2]
[309389,1,10,5.8110713302120635E-2]
[309389,1.25,10,7.2549868198449899E-2]
[309389,1.5,10,8.7028366841090735E-2]
[309389,2,10,0.11602470787268369]
[309389,3,10,0.17397804618955817]
[310301,0.1,0.5,0.10376451445898975]
[310301,0.2,0.5,0.1962502773463502]
[310301,0.4,0.5,0.35844242289771472]
[310301,0.6,0.5,0.49360254419051847]
[310301,0.8,0.5,0.60217439538495676]
[310301,1,0.5,0.6903705347237632]
[310301,1.25,0.5,0.77616300569484509]
[310301,1.5,0.5,0.8403964203831078]
[310301,2,0.5,0.92274979661267664]
[310301,3,0.5,0.98188003845869398]
[310301,0.1,0.75,8.0467421048739066E-2]
[310301,0.2,0.75,0.15416759115450041]
[310301,0.4,0.75,0.28825530656016574]
[310301,0.6,0.75,0.40673766733229799]
[310301,0.8,0.75,0.50965165298424675]
[310301,1,0.75,0.59696028400266254]
[310301,1.25,0.75,0.68833666148953476]
[310301,1.5,0.75,0.76048369203461286]
[310301,2,0.75,0.86273204644626877]
[310301,3,0.75,0.96202203978995637]
[310301,0.1,1,6.5305820575401297E-2]
[310301,0.2,1,0.126543894682346]
[310301,0.4,1,0.24106944752607062]
[310301,0.6,1,0.34446416685156428]
[310301,0.8,1,0.43780045854596561]
[310301,1,1,0.52163301530951856]
[310301,1.25,1,0.61356408549663488]
[310301,1.5,1,0.68992678056356782]
[310301,2,1,0.80460025146069081]
[310301,3,1,0.93155092078988244]
[310301,0.1,2,3.6055025515864259E-2]
[310301,0.2,2,7.1111604171289172E-2]
[310301,0.4,2,0.13989349900155318]
[310301,0.6,2,0.20704829524443458]
[310301,0.8,2,0.27087493528585171]
[310301,1,2,0.33237186598624374]
[310301,1.25,2,0.40573922047185862]
[310301,1.5,2,0.47563050070261081]
[310301,2,2,0.59951187042378529]
[310301,3,2,0.77619998520819466]
[310301,0.1,3,2.4665335404186139E-2]
[310301,0.2,3,4.8849937134827361E-2]
[310301,0.4,3,9.6886324975963348E-2]
[310301,0.6,3,0.14433104060350574]
[310301,0.8,3,0.19129502255750319]
[310301,1,3,0.23751941424450859]
[310301,1.25,3,0.29354337696915916]
[310301,1.5,3,0.34805117964647592]
[310301,2,3,0.453368833666149]
[310301,3,3,0.63804452333407291]
[310301,0.1,5,1.501368241993944E-2]
[310301,0.2,5,2.9694549219732295E-2]
[310301,0.4,5,5.9019303305968496E-2]
[310301,0.6,5,8.8381036905554336E-2]
[310301,0.8,5,0.11777975001848984]
[310301,1,5,0.14714148361807569]
[310301,1.25,5,0.18378818134753355]
[310301,1.5,5,0.22047185859034105]
[310301,2,5,0.29335847940241105]
[310301,3,5,0.4312550846830856]
[310301,0.1,10,7.8026773167665878E-3]
[310301,0.2,10,1.5087641446638607E-2]
[310301,0.4,10,2.9842467273130762E-2]
[310301,0.6,10,4.4597293099622917E-2]
[310301,0.8,10,5.9352118926114944E-2]
[310301,1,10,7.4069965239257449E-2]
[310301,1.25,10,9.2522742400710095E-2]
[310301,1.5,10,0.1109755195621626]
[310301,2,10,0.14791805339841727]
[310301,3,10,0.22180312107092673]
[311458,0.1,0.5,9.7538886498969815E-2]
[311458,0.2,0.5,0.18624765096112481]
[311458,0.4,0.5,0.3417710055018453]
[311458,0.6,0.5,0.46853986007652776]
[311458,0.8,0.5,0.56997305680711852]
[311458,1,0.5,0.65157244096270972]
[311458,1.25,0.5,0.73362465188941972]
[311458,1.5,0.5,0.79948830574863583]
[311458,2,0.5,0.88874046233613324]
[311458,3,0.5,0.96338895555505244]
[311458,0.1,0.75,7.6550365657617678E-2]
[311458,0.2,0.75,0.14764416872325492]
[311458,0.4,0.75,0.27719790794031746]
[311458,0.6,0.75,0.39026875268865896]
[311458,0.8,0.75,0.48509067856091653]
[311458,1,0.75,0.56379197138134807]
[311458,1.25,0.75,0.64595738900083777]
[311458,1.5,0.75,0.7147870582108814]
[311458,2,0.75,0.8205221092670999]
[311458,3,0.75,0.93467973826612638]
[311458,0.1,1,6.3191975909615866E-2]
[311458,0.2,1,0.12273869631172593]
[311458,0.4,1,0.23374917925147728]
[311458,0.6,1,0.3342767224398307]
[311458,0.8,1,0.42296284556342972]
[311458,1,1,0.49892453641859308]
[311458,1.25,1,0.57875789616682138]
[311458,1.5,1,0.64652342246473604]
[311458,2,1,0.75601693572123996]
[311458,3,1,0.89718568161749734]
[311458,0.1,2,3.6090293658161098E-2]
[311458,0.2,2,7.0957955034301634E-2]
[311458,0.4,2,0.13933479747322669]
[311458,0.6,2,0.20494939660832748]
[311458,0.8,2,0.26857155795050608]
[311458,1,2,0.32902393189485363]
[311458,1.25,2,0.39823850386034826]
[311458,1.5,2,0.46113614236873685]
[311458,2,2,0.56811646704553176]
[311458,3,2,0.72848506803722224]
[311458,0.1,3,2.481490705730531E-2]
[311458,0.2,3,4.9041139312156222E-2]
[311458,0.4,3,9.7153983743518996E-2]
[311458,0.6,3,0.14454230534109178]
[311458,0.8,3,0.19093440804220344]
[311458,1,3,0.23669255326374897]
[311458,1.25,3,0.29254873548124172]
[311458,1.5,3,0.3458464464419137]
[311458,2,3,0.44327212624810386]
[311458,3,3,0.6018747028324315]
[311458,0.1,5,1.5214979509588701E-2]
[311458,0.2,5,2.9977132248058459E-2]
[311458,0.4,5,5.9456155047886539E-2]
[311458,0.6,5,8.8980460524826221E-2]
[311458,0.8,5,0.11855004867887799]
[311458,1,5,0.14802907147870589]
[311458,1.25,5,0.18464011592365343]
[311458,1.5,5,0.22102474698304164]
[311458,2,5,0.2930015622523604]
[311458,3,5,0.42749111327461681]
[311458,0.1,10,7.9018271560215483E-3]
[311458,0.2,10,1.5305544863812392E-2]
[311458,0.4,10,3.0180904295061886E-2]
[311458,0.6,10,4.5033622387755663E-2]
[311458,0.8,10,5.9886340480449274E-2]
[311458,1,10,7.4761699911698773E-2]
[311458,1.25,10,9.3372880204677752E-2]
[311458,1.5,10,0.11200670183621261]
[311458,2,10,0.14927434509928234]
[311458,3,10,0.22387755564108944]
[311690,0.1,0.5,0.10705751155010364]
[311690,0.2,0.5,0.20216664011470453]
[311690,0.4,0.5,0.36581169348414849]
[311690,0.6,0.5,0.50278795602995063]
[311690,0.8,0.5,0.6165046996973077]
[311690,1,0.5,0.70661143858531139]
[311690,1.25,0.5,0.79365939142902664]
[311690,1.5,0.5,0.85818065955074074]
[311690,2,0.5,0.93598852955233391]
[311690,3,0.5,0.98394137326748443]
[311690,0.1,0.75,8.5709733949338895E-2]
[311690,0.2,0.75,0.16405926397960813]
[311690,0.4,0.75,0.30208698422813451]
[311690,0.6,0.75,0.42137963995539274]
[311690,0.8,0.75,0.52509160426955559]
[311690,1,0.75,0.61430619722797519]
[311690,1.25,0.75,0.70619722797514739]
[311690,1.5,0.75,0.77970368010195956]
[311690,2,0.75,0.88421220328182248]
[311690,3,0.75,0.96957145133025335]
[311690,0.1,1,7.1435399075991737E-2]
[311690,0.2,1,0.13809144495778247]
[311690,0.4,1,0.25881790664330095]
[311690,0.6,1,0.36507885932770434]
[311690,0.8,1,0.46002867611916526]
[311690,1,1,0.54411342998247569]
[311690,1.25,1,0.63377409590568745]
[311690,1.5,1,0.7097020869842281]
[311690,2,1,0.82545802134777768]
[311690,3,1,0.94927513143221287]
[311690,0.1,2,4.1516648080293157E-2]
[311690,0.2,2,8.1726939620838018E-2]
[311690,0.4,2,0.16039509319738735]
[311690,0.6,2,0.23527162657320375]
[311690,0.8,2,0.30543253146407523]
[311690,1,2,0.37167436673570181]
[311690,1.25,2,0.44932292496415482]
[311690,1.5,2,0.51951569220965421]
[311690,2,2,0.63823482555360844]
[311690,3,2,0.80758324040146579]
[311690,0.1,3,2.8739843874462354E-2]
[311690,0.2,3,5.6746853592480558E-2]
[311690,0.4,3,0.11225107535446879]
[311690,0.6,3,0.16721363708778081]
[311690,0.8,3,0.22144336466464878]
[311690,1,3,0.27379321331846423]
[311690,1.25,3,0.33653018958101005]
[311690,1.5,3,0.39649514099091931]
[311690,2,3,0.50852317986299189]
[311690,3,3,0.68367054325314636]
[311690,0.1,5,1.7556157400031924E-2]
[311690,0.2,5,3.4602517126015676E-2]
[311690,0.4,5,6.8631511868727096E-2]
[311690,0.6,5,0.10262864425681058]
[311690,0.8,5,0.1366576389995221]
[311690,1,5,0.17059104667834962]
[311690,1.25,5,0.21296797833359887]
[311690,1.5,5,0.2549944240879401]
[311690,2,5,0.33688067548191813]
[311690,3,5,0.49405767086187674]
[311690,0.1,10,9.1126334236100483E-3]
[311690,0.2,10,1.7619882109287902E-2]
[311690,0.4,10,3.4761828899155682E-2]
[311690,0.6,10,5.1840050979767481E-2]
[311690,0.8,10,6.8950135415007219E-2]
[311690,1,10,8.606021985024695E-2]
[311690,1.25,10,0.10747172216026768]
[311690,1.5,10,0.12888322447028841]
[311690,2,10,0.1717380914449578]
[311690,3,10,0.25754341245818069]
[313630,0.1,0.5,0.10181876196553921]
[313630,0.2,0.5,0.19368219527760053]
[313630,0.4,0.5,0.3532227185705169]
[313630,0.6,0.5,0.48618379068283341]
[313630,0.8,0.5,0.59479897894065092]
[313630,1,0.5,0.68206764518187613]
[313630,1.25,0.5,0.76857051691129541]
[313630,1.5,0.5,0.83679004467134654]
[313630,2,0.5,0.92488832163369494]
[313630,3,0.5,0.9836311423101467]
[313630,0.1,0.75,8.0153158902361216E-2]
[313630,0.2,0.75,0.15389278876834717]
[313630,0.4,0.75,0.28631142310146773]
[313630,0.6,0.75,0.4024888321633695]
[313630,0.8,0.75,0.50239310784939373]
[313630,1,0.75,0.58844926611359283]
[313630,1.25,0.75,0.67670708359923415]
[313630,1.5,0.75,0.74875558391831532]
[313630,2,0.75,0.85599872367581364]
[313630,3,0.75,0.96413529036375245]
[313630,0.1,1,6.611359285258453E-2]
[313630,0.2,1,0.12807913209955327]
[313630,0.4,1,0.24199106573069559]
[313630,0.6,1,0.34377791959157628]
[313630,0.8,1,0.43519463943841735]
[313630,1,1,0.5165603063178047]
[313630,1.25,1,0.60245692405871087]
[313630,1.5,1,0.67578174856413531]
[313630,2,1,0.79045947670708361]
[313630,3,1,0.92977026164645815]
[313630,0.1,2,3.7396298659859627E-2]
[313630,0.2,2,7.3803446075303092E-2]
[313630,0.4,2,0.14530950861518821]
[313630,0.6,2,0.21455009572431399]
[313630,0.8,2,0.28091895341416717]
[313630,1,2,0.34326738991703892]
[313630,1.25,2,0.41582641991065733]
[313630,1.5,2,0.48136566687938731]
[313630,2,2,0.59387364390555208]
[313630,3,2,0.76656030631780481]
[313630,0.1,3,2.5717932354818153E-2]
[313630,0.2,3,5.0733886407147412E-2]
[313630,0.4,3,0.10067007019783028]
[313630,0.6,3,0.15025526483726864]
[313630,0.8,3,0.19942565411614549]
[313630,1,3,0.2476388002552648]
[313630,1.25,3,0.30654116145500954]
[313630,1.5,3,0.36336949585194633]
[313630,2,3,0.46812380344607529]
[313630,3,3,0.63500319081046586]
[313630,0.1,5,1.5730695596681513E-2]
[313630,0.2,5,3.0950861518825746E-2]
[313630,0.4,5,6.1295469049138462E-2]
[313630,0.6,5,9.1671984684109795E-2]
[313630,0.8,5,0.12208040842373964]
[313630,1,5,0.15252074026802812]
[313630,1.25,5,0.19055520102105938]
[313630,1.5,5,0.22833439693682192]
[313630,2,5,0.30357370772176129]
[313630,3,5,0.44779834077855774]
[313630,0.1,10,8.2641991065730801E-3]
[313630,0.2,10,1.5826419910657263E-2]
[313630,0.4,10,3.1142310146777253E-2]
[313630,0.6,10,4.6426292278238621E-2]
[313630,0.8,10,6.1710274409700096E-2]
[313630,1,10,7.699425654116146E-2]
[313630,1.25,10,9.6107211231652862E-2]
[313630,1.5,10,0.11522016592214425]
[313630,2,10,0.15350989151244415]
[313630,3,10,0.23015315890236124]
[317069,0.1,0.5,0.10414522316833531]
[317069,0.2,0.5,0.19734256573406939]
[317069,0.4,0.5,0.36162315585914356]
[317069,0.6,0.5,0.49761392345840744]
[317069,0.8,0.5,0.60971273509871815]
[317069,1,0.5,0.7012569788840024]
[317069,1.25,0.5,0.78958859673746917]
[317069,1.5,0.5,0.85175134899098592]
[317069,2,0.5,0.9276691307195658]
[317069,3,0.5,0.98069305386606787]
[317069,0.1,0.75,8.2717320108543116E-2]
[317069,0.2,0.75,0.15847914912198621]
[317069,0.4,0.75,0.29577991952839899]
[317069,0.6,0.75,0.41533327095224726]
[317069,0.8,0.75,0.5178565858831603]
[317069,1,0.75,0.60606344156451752]
[317069,1.25,0.75,0.69848102055456784]
[317069,1.5,0.75,0.77212189264215092]
[317069,2,0.75,0.87495711300333734]
[317069,3,0.75,0.96372539845918714]
[317069,0.1,1,6.8400860858987597E-2]
[317069,0.2,1,0.1321855213499267]
[317069,0.4,1,0.25114625245625527]
[317069,0.6,1,0.35725647983531394]
[317069,0.8,1,0.45138953869186865]
[317069,1,1,0.53457471694582204]
[317069,1.25,1,0.625120863354231]
[317069,1.5,1,0.7019431708306042]
[317069,2,1,0.81410436355696947]
[317069,3,1,0.93618414896603352]
[317069,0.1,2,3.8769844983001109E-2]
[317069,0.2,2,7.6572783132154279E-2]
[317069,0.4,2,0.15046317956395627]
[317069,0.6,2,0.22210785689778856]
[317069,0.8,2,0.29025919341255735]
[317069,1,2,0.35441814041982472]
[317069,1.25,2,0.43011758834721309]
[317069,1.5,2,0.50054583450297863]
[317069,2,2,0.61906989800692425]
[317069,3,2,0.79011883596893429]
[317069,0.1,3,2.6605533202333099E-2]
[317069,0.2,3,5.2680827173201085E-2]
[317069,0.4,3,0.10470665294282772]
[317069,0.6,3,0.15623343002401674]
[317069,0.8,3,0.20747949221795955]
[317069,1,3,0.25697888400237051]
[317069,1.25,3,0.31723901313121861]
[317069,1.5,3,0.37522223261906995]
[317069,2,3,0.48385889398334431]
[317069,3,3,0.66198808521256358]
[317069,0.1,5,1.6219082374224123E-2]
[317069,0.2,5,3.2001497146065309E-2]
[317069,0.4,5,6.3472755060665617E-2]
[317069,0.6,5,9.4975203518293305E-2]
[317069,0.8,5,0.12654003306197556]
[317069,1,5,0.15810486260565793]
[317069,1.25,5,0.19759209007828829]
[317069,1.5,5,0.23701693646486385]
[317069,2,5,0.31536758054957736]
[317069,3,5,0.4639905180749197]
[317069,0.1,10,8.4526371604129874E-3]
[317069,0.2,10,1.6312654003306188E-2]
[317069,0.4,10,3.2188640404229439E-2]
[317069,0.6,10,4.8033436262125299E-2]
[317069,0.8,10,6.3847041576993876E-2]
[317069,1,10,7.9691837434889737E-2]
[317069,1.25,10,9.9529022800286915E-2]
[317069,1.5,10,0.11936620816568411]
[317069,2,10,0.15907176943950599]
[317069,3,10,0.23854527307320419]
[319457,0.1,0.5,0.10507465463509932]
[319457,0.2,0.5,0.20010233034094607]
[319457,0.4,0.5,0.36348202241964739]
[319457,0.6,0.5,0.49620912600586076]
[319457,0.8,0.5,0.6024698823201079]
[319457,1,0.5,0.68670635843527605]
[319457,1.25,0.5,0.76740778640867024]
[319457,1.5,0.5,0.82720126517512438]
[319457,2,0.5,0.9042281036327271]
[319457,3,0.5,0.96464951858225956]
[319457,0.1,0.75,8.3050374436020244E-2]
[319457,0.2,0.75,0.15958881808456196]
[319457,0.4,0.75,0.2987813386669147]
[319457,0.6,0.75,0.41827526861714492]
[319457,0.8,0.75,0.52051258198055717]
[319457,1,0.75,0.60667938043629932]
[319457,1.25,0.75,0.69472998744127634]
[319457,1.5,0.75,0.76198892971766119]
[319457,2,0.75,0.85559793478766466]
[319457,3,0.75,0.94555560723754595]
[319457,0.1,1,6.8189218103167484E-2]
[319457,0.2,1,0.13237825015116983]
[319457,0.4,1,0.25243034559746963]
[319457,0.6,1,0.35983068979952554]
[319457,0.8,1,0.45578864133215496]
[319457,1,1,0.53953672263826224]
[319457,1.25,1,0.6297269640448393]
[319457,1.5,1,0.70349783710870262]
[319457,2,1,0.81103772268477603]
[319457,3,1,0.92262430810735385]
[319457,0.1,2,3.8350620959114401E-2]
[319457,0.2,2,7.5631424717428619E-2]
[319457,0.4,2,0.14891390297223125]
[319457,0.6,2,0.22028931578212929]
[319457,0.8,2,0.28978092004279266]
[319457,1,2,0.35615610028373407]
[319457,1.25,2,0.43381087492441506]
[319457,1.5,2,0.50541885669100894]
[319457,2,2,0.63054095539327415]
[319457,3,2,0.80689799525559314]
[319457,0.1,3,2.6187264523931292E-2]
[319457,0.2,3,5.160705149076688E-2]
[319457,0.4,3,0.1024233685287687]
[319457,0.6,3,0.15279780454904882]
[319457,0.8,3,0.20280013023861573]
[319457,1,3,0.25250011628447833]
[319457,1.25,3,0.31368900879110651]
[319457,1.5,3,0.37341271687055205]
[319457,2,3,0.48537141262384292]
[319457,3,3,0.67389180892134515]
[319457,0.1,5,1.6024001116330993E-2]
[319457,0.2,5,3.1420066049583681E-2]
[319457,0.4,5,6.2119168333410843E-2]
[319457,0.6,5,9.2841527512907515E-2]
[319457,0.8,5,0.12358714358807388]
[319457,1,5,0.15435601655890974]
[319457,1.25,5,0.19282292199637185]
[319457,1.5,5,0.23128982743383414]
[319457,2,5,0.30813061072608028]
[319457,3,5,0.45885855156053768]
[319457,0.1,10,8.4422531280524578E-3]
[319457,0.2,10,1.6117028699009207E-2]
[319457,0.4,10,3.1606121214940108E-2]
[319457,0.6,10,4.7048699939531986E-2]
[319457,0.8,10,6.2491278664123857E-2]
[319457,1,10,7.7957114284385245E-2]
[319457,1.25,10,9.7283594585794692E-2]
[319457,1.5,10,0.11663333178287365]
[319457,2,10,0.15537931996837057]
[319457,3,10,0.23294106702637329]
[319476,0.1,0.5,0.11626038039110635]
[319476,0.2,0.5,0.22257089280930692]
[319476,0.4,0.5,0.40499789522023649]
[319476,0.6,0.5,0.55221767249626874]
[319476,0.8,0.5,0.66851632161034791]
[319476,1,0.5,0.75546286020435494]
[319476,1.25,0.5,0.83196203742681119]
[319476,1.5,0.5,0.88572959320347477]
[319476,2,0.5,0.94967662929088048]
[319476,3,0.5,0.99161914966897546]
[319476,0.1,0.75,9.2878190654777829E-2]
[319476,0.2,0.75,0.1804370288163484]
[319476,0.4,0.75,0.33691783705177752]
[319476,0.6,0.75,0.47039914278060541]
[319476,0.8,0.75,0.58256476981363137]
[319476,1,0.75,0.6755960353603]
[319476,1.25,0.75,0.76380544181240673]
[319476,1.5,0.75,0.82733152194711257]
[319476,2,0.75,0.91267077417626574]
[319476,3,0.75,0.97967930810148873]
[319476,0.1,1,7.7723776357582902E-2]
[319476,0.2,1,0.15158241169492168]
[319476,0.4,1,0.28877578355210282]
[319476,0.6,1,0.41085300983506184]
[319476,0.8,1,0.51658949140867172]
[319476,1,1,0.60759251463778652]
[319476,1.25,1,0.70108300486012787]
[319476,1.5,1,0.77318127894072175]
[319476,2,1,0.87302437717653358]
[319476,3,1,0.9659408365542842]
[319476,0.1,2,4.6228617351039072E-2]
[319476,0.2,2,9.1347441735869297E-2]
[319476,0.4,2,0.17974819180283952]
[319476,0.6,2,0.26512571275496538]
[319476,0.8,2,0.34640848034901073]
[319476,1,2,0.42355822586200298]
[319476,1.25,2,0.5124947380505912]
[319476,1.5,2,0.59159618843519191]
[319476,2,2,0.71463013279246868]
[319476,3,2,0.87754008648731396]
[319476,0.1,3,3.294937047950712E-2]
[319476,0.2,3,6.5018560330641822E-2]
[319476,0.4,3,0.12873598408021128]
[319476,0.6,3,0.19168803337032644]
[319476,0.8,3,0.2540660518158509]
[319476,1,3,0.31491332134246675]
[319476,1.25,3,0.38865715051088745]
[319476,1.5,3,0.45819142015230957]
[319476,2,3,0.58222035130687688]
[319476,3,3,0.7692396004745321]
[319476,0.1,5,2.1162603803911096E-2]
[319476,0.2,5,4.1559833148367781E-2]
[319476,0.4,5,8.2201216945390523E-2]
[319476,0.6,5,0.12272779457349511]
[319476,0.8,5,0.16298649114079064]
[319476,1,5,0.20324518770808617]
[319476,1.25,5,0.25356855841720566]
[319476,1.5,5,0.3034709731736252]
[319476,2,5,0.40009949867972905]
[319476,3,5,0.57663311775286052]
[319476,0.1,10,1.1671960506677881E-2]
[319476,0.2,10,2.2463740384983343E-2]
[319476,0.4,10,4.4162106310512414E-2]
[319476,0.6,10,6.5822203513068722E-2]
[319476,0.8,10,8.7482300715625169E-2]
[319476,1,10,0.10918066664115424]
[319476,1.25,10,0.13627492250583598]
[319476,1.5,10,0.1633309096475451]
[319476,2,10,0.21744288393096317]
[319476,3,10,0.32471011442348169]
[319675,0.1,0.5,9.9150815217391317E-2]
[319675,0.2,0.5,0.18980978260869569]
[319675,0.4,0.5,0.34823369565217399]
[319675,0.6,0.5,0.48080842391304351]
[319675,0.8,0.5,0.59065896739130441]
[319675,1,0.5,0.67995923913043477]
[319675,1.25,0.5,0.7690896739130435]
[319675,1.5,0.5,0.83841711956521736]
[319675,2,0.5,0.92822690217391302]
[319675,3,0.5,0.99249320652173911]
[319675,0.1,0.75,7.7004076086956627E-2]
[319675,0.2,0.75,0.14928668478260868]
[319675,0.4,0.75,0.28131793478260869]
[319675,0.6,0.75,0.39684103260869563]
[319675,0.8,0.75,0.4961277173913044]
[319675,1,0.75,0.58308423913043494]
[319675,1.25,0.75,0.67425271739130432]
[319675,1.5,0.75,0.74972826086956523]
[319675,2,0.75,0.85947690217391304]
[319675,3,0.75,0.9697010869565218]
[319675,0.1,1,6.2941576086956566E-2]
[319675,0.2,1,0.12333559782608695]
[319675,0.4,1,0.23566576086956528]
[319675,0.6,1,0.3389945652173913]
[319675,0.8,1,0.43026494565217394]
[319675,1,1,0.51046195652173909]
[319675,1.25,1,0.5989809782608696]
[319675,1.5,1,0.67394701086956521]
[319675,2,1,0.79585597826086951]
[319675,3,1,0.93141983695652164]
[319675,0.1,2,3.6073369565217429E-2]
[319675,0.2,2,7.1365489130434875E-2]
[319675,0.4,2,0.1408288043478261]
[319675,0.6,2,0.20852581521739139]
[319675,0.8,2,0.27432065217391305]
[319675,1,2,0.33739809782608693]
[319675,1.25,2,0.41073369565217399]
[319675,1.5,2,0.47727581521739137]
[319675,2,2,0.59398777173913042]
[319675,3,2,0.77238451086956517]
[319675,0.1,3,2.5271739130434775E-2]
[319675,0.2,3,4.996603260869565E-2]
[319675,0.4,3,9.9286684782608756E-2]
[319675,0.6,3,0.14813179347826089]
[319675,0.8,3,0.19656929347826094]
[319675,1,3,0.2446331521739131]
[319675,1.25,3,0.30329483695652182]
[319675,1.5,3,0.3602241847826087]
[319675,2,3,0.46644021739130437]
[319675,3,3,0.64072690217391304]
[319675,0.1,5,1.5862771739130511E-2]
[319675,0.2,5,3.1216032608695668E-2]
[319675,0.4,5,6.1854619565217442E-2]
[319675,0.6,5,9.2357336956521777E-2]
[319675,0.8,5,0.1228940217391305]
[319675,1,5,0.15336277173913046]
[319675,1.25,5,0.19144021739130443]
[319675,1.5,5,0.22934782608695659]
[319675,2,5,0.30377038043478266]
[319675,3,5,0.44874320652173916]
[319675,0.1,10,8.3559782608696401E-3]
[319675,0.2,10,1.6066576086956608E-2]
[319675,0.4,10,3.1623641304347853E-2]
[319675,0.6,10,4.7112771739130449E-2]
[319675,0.8,10,6.2635869565217425E-2]
[319675,1,10,7.8192934782608678E-2]
[319675,1.25,10,9.7622282608695723E-2]
[319675,1.5,10,0.11705163043478266]
[319675,2,10,0.15601222826086955]
[319675,3,10,0.23369565217391311]
[320382,0.1,0.5,0.13764791113257674]
[320382,0.2,0.5,0.25605731304837792]
[320382,0.4,0.5,0.44626901714561706]
[320382,0.6,0.5,0.58673428318441601]
[320382,0.8,0.5,0.6952426950012075]
[320382,1,0.5,0.77549706190131207]
[320382,1.25,0.5,0.85092167753360703]
[320382,1.5,0.5,0.90107059486436436]
[320382,2,0.5,0.96192546083876673]
[320382,3,0.5,0.99637768654914272]
[320382,0.1,0.75,0.1109232874506963]
[320382,0.2,0.75,0.21226756822023668]
[320382,0.4,0.75,0.38364324237301778]
[320382,0.6,0.75,0.51887627787168955]
[320382,0.8,0.75,0.62529179747243013]
[320382,1,0.75,0.71166384931176052]
[320382,1.25,0.75,0.79658697577074788]
[320382,1.5,0.75,0.85864927956210257]
[320382,2,0.75,0.93512034130242294]
[320382,3,0.75,0.99122595186347906]
[320382,0.1,1,9.3133703614263874E-2]
[320382,0.2,1,0.18103517668840058]
[320382,0.4,1,0.33711663849311763]
[320382,0.6,1,0.46695645174273526]
[320382,0.8,1,0.57353296305240276]
[320382,1,1,0.65910005634709801]
[320382,1.25,1,0.74692103356677131]
[320382,1.5,1,0.81711341865893905]
[320382,2,1,0.90799323834822498]
[320382,3,1,0.98583272961442481]
[320382,0.1,2,5.5139660307494204E-2]
[320382,0.2,2,0.1089108910891089]
[320382,0.4,2,0.21339451018272557]
[320382,0.6,2,0.31288738629960561]
[320382,0.8,2,0.40666505674957737]
[320382,1,2,0.49279562102551716]
[320382,1.25,2,0.58576833293085406]
[320382,1.5,2,0.66529823714078729]
[320382,2,2,0.79079127424937612]
[320382,3,2,0.93230298639620068]
[320382,0.1,3,3.8477018433550655E-2]
[320382,0.2,3,7.6149078322466368E-2]
[320382,0.4,3,0.15092972711905336]
[320382,0.6,3,0.2245029380986879]
[320382,0.8,3,0.29606375271673513]
[320382,1,3,0.36609514609997584]
[320382,1.25,3,0.45093777670449975]
[320382,1.5,3,0.53159462287692183]
[320382,2,3,0.6661031956854222]
[320382,3,3,0.8564758914915882]
[320382,0.1,5,2.4068260484585002E-2]
[320382,0.2,5,4.7331562424535074E-2]
[320382,0.4,5,9.3858166304435345E-2]
[320382,0.6,5,0.14038477018433548]
[320382,0.8,5,0.18675038235530872]
[320382,1,5,0.23295500281735493]
[320382,1.25,5,0.29026805119536342]
[320382,1.5,5,0.34701762859212748]
[320382,2,5,0.45818240360621432]
[320382,3,5,0.66030749416405055]
[320382,0.1,10,1.2959832568622683E-2]
[320382,0.2,10,2.4792723174756486E-2]
[320382,0.4,10,4.8699991950414585E-2]
[320382,0.6,10,7.2768252434999584E-2]
[320382,0.8,10,9.6675521210657686E-2]
[320382,1,10,0.12058278998631565]
[320382,1.25,10,0.15052724784673582]
[320382,1.5,10,0.18055220156161961]
[320382,2,10,0.24036062142799652]
[320382,3,10,0.36013845286967722]
[320492,0.1,0.5,0.1365627415614532]
[320492,0.2,0.5,0.25414412093103161]
[320492,0.4,0.5,0.44163875289873744]
[320492,0.6,0.5,0.58223825474534063]
[320492,0.8,0.5,0.68779524177617457]
[320492,1,0.5,0.76526668384437002]
[320492,1.25,0.5,0.83887314266082635]
[320492,1.5,0.5,0.89281113115176503]
[320492,2,0.5,0.95112943399467498]
[320492,3,0.5,0.98926393541183544]
[320492,0.1,0.75,0.10873486214893069]
[320492,0.2,0.75,0.20724899080992873]
[320492,0.4,0.75,0.37473159838529591]
[320492,0.6,0.75,0.50906123851241092]
[320492,0.8,0.75,0.6181396547281629]
[320492,1,0.75,0.7010220733487933]
[320492,1.25,0.75,0.78158550201838017]
[320492,1.5,0.75,0.84067680151163782]
[320492,2,0.75,0.92012367946405571]
[320492,3,0.75,0.98204930000858892]
[320492,0.1,1,8.9667611440350459E-2]
[320492,0.2,1,0.17358069226144471]
[320492,0.4,1,0.3240573735291592]
[320492,0.6,1,0.44945460791892128]
[320492,0.8,1,0.55629992270033501]
[320492,1,1,0.6444215408399897]
[320492,1.25,1,0.73185605084600192]
[320492,1.5,1,0.79807609722580097]
[320492,2,1,0.88920381345014177]
[320492,3,1,0.97182856652065619]
[320492,0.1,2,5.1876664090011244E-2]
[320492,0.2,2,0.10272266597955866]
[320492,0.4,2,0.20072146354032477]
[320492,0.6,2,0.29476938933264624]
[320492,0.8,2,0.38263334192218507]
[320492,1,2,0.46457098685905696]
[320492,1.25,2,0.55690114231727217]
[320492,1.5,2,0.63583268916945801]
[320492,2,2,0.7681868934123508]
[320492,3,2,0.91256548999398779]
[320492,0.1,3,3.6244954049643612E-2]
[320492,0.2,3,7.1888688482350041E-2]
[320492,0.4,3,0.1419737181138882]
[320492,0.6,3,0.21068453147814145]
[320492,0.8,3,0.27845057115863614]
[320492,1,3,0.34484239457184579]
[320492,1.25,3,0.42557760027484332]
[320492,1.5,3,0.5003864983251739]
[320492,2,3,0.63454436141887838]
[320492,3,3,0.83603882160955079]
[320492,0.1,5,2.2674568410203651E-2]
[320492,0.2,5,4.4662028686764693E-2]
[320492,0.4,5,8.880872627329732E-2]
[320492,0.6,5,0.13235420424289274]
[320492,0.8,5,0.17581379369578293]
[320492,1,5,0.21892982908185185]
[320492,1.25,5,0.27226659795585328]
[320492,1.5,5,0.32543158979644426]
[320492,2,5,0.43064502276045702]
[320492,3,5,0.62475307051447226]
[320492,0.1,10,1.2024392338744357E-2]
[320492,0.2,10,2.3104010993730148E-2]
[320492,0.4,10,4.5692690887228375E-2]
[320492,0.6,10,6.8281370780726602E-2]
[320492,0.8,10,9.0870050674224837E-2]
[320492,1,10,0.1133728420510178]
[320492,1.25,10,0.14137249849695102]
[320492,1.5,10,0.16937215494288424]
[320492,2,10,0.22545735635145581]
[320492,3,10,0.33762775916859922]
[320819,0.1,0.5,0.1234471375206324]
[320819,0.2,0.5,0.22595777951524623]
[320819,0.4,0.5,0.39596907306055074]
[320819,0.6,0.5,0.5297541482060637]
[320819,0.8,0.5,0.63504473981409093]
[320819,1,0.5,0.71705325340978199]
[320819,1.25,0.5,0.79211189297193985]
[320819,1.5,0.5,0.8457127964555643]
[320819,2,0.5,0.91069411866909911]
[320819,3,0.5,0.96394752845104692]
[320819,0.1,0.75,0.1011206671879072]
[320819,0.2,0.75,0.18903657371210134]
[320819,0.4,0.75,0.34080444791938141]
[320819,0.6,0.75,0.4661628007992355]
[320819,0.8,0.75,0.56754408826340019]
[320819,1,0.75,0.65163756406915119]
[320819,1.25,0.75,0.73573103987490229]
[320819,1.5,0.75,0.79775866562418563]
[320819,2,0.75,0.87898531839110405]
[320819,3,0.75,0.95004778038398063]
[320819,0.1,1,8.5396577187038386E-2]
[320819,0.2,1,0.16149769785422641]
[320819,0.4,1,0.29780210233689508]
[320819,0.6,1,0.41594996090695852]
[320819,0.8,1,0.51472504560854826]
[320819,1,1,0.59708105290591607]
[320819,1.25,1,0.6844757188775954]
[320819,1.5,1,0.7526713578316393]
[320819,2,1,0.84736339153852835]
[320819,3,1,0.93710363999652502]
[320819,0.1,2,5.0299713317696018E-2]
[320819,0.2,2,9.8253844149074676E-2]
[320819,0.4,2,0.19094778907132298]
[320819,0.6,2,0.27860307531925976]
[320819,0.8,2,0.36052471548953174]
[320819,1,2,0.43775519068716873]
[320819,1.25,2,0.52462861610633305]
[320819,1.5,2,0.60107723047519768]
[320819,2,2,0.72478498827208759]
[320819,3,2,0.87316479888802012]
[320819,0.1,3,3.4749370167665591E-2]
[320819,0.2,3,6.8282512379463089E-2]
[320819,0.4,3,0.13465380939970456]
[320819,0.6,3,0.19998262531491615]
[320819,0.8,3,0.26357397272174432]
[320819,1,3,0.3256884718964469]
[320819,1.25,3,0.40074711145860481]
[320819,1.5,3,0.47137520632438534]
[320819,2,3,0.59942663539223351]
[320819,3,3,0.78637824689427505]
[320819,0.1,5,2.1370862653114296E-2]
[320819,0.2,5,4.2133611328294629E-2]
[320819,0.4,5,8.3659108678655128E-2]
[320819,0.6,5,0.12501085917817742]
[320819,0.8,5,0.16610198940144202]
[320819,1,5,0.20675875249761091]
[320819,1.25,5,0.25731908609156456]
[320819,1.5,5,0.307792546260099]
[320819,2,5,0.40743636521588045]
[320819,3,5,0.59282425506037695]
[320819,0.1,10,1.1293545304491271E-2]
[320819,0.2,10,2.1631482929371799E-2]
[320819,0.4,10,4.2654851880809634E-2]
[320819,0.6,10,6.3765094257666577E-2]
[320819,0.8,10,8.4788463209104256E-2]
[320819,1,10,0.10581183216054209]
[320819,1.25,10,0.13204760663712967]
[320819,1.5,10,0.15837025453913636]
[320819,2,10,0.21040743636521581]
[320819,3,10,0.31422117974111713]
[321435,0.1,0.5,0.14473783194162337]
[321435,0.2,0.5,0.2666817121793425]
[321435,0.4,0.5,0.45708267509215378]
[321435,0.6,0.5,0.60385165124501616]
[321435,0.8,0.5,0.71353343865192209]
[321435,1,0.5,0.79620853080568721]
[321435,1.25,0.5,0.86917926728353267]
[321435,1.5,0.5,0.91619649439554651]
[321435,2,0.5,0.96276235612728511]
[321435,3,0.5,0.99210110584518163]
[321435,0.1,0.75,0.11637704054765657]
[321435,0.2,0.75,0.22056721582787925]
[321435,0.4,0.75,0.39231174302264349]
[321435,0.6,0.75,0.52982772887986151]
[321435,0.8,0.75,0.64251861882193639]
[321435,1,0.75,0.7328669224403821]
[321435,1.25,0.75,0.81779884149552395]
[321435,1.5,0.75,0.87858271270593535]
[321435,2,0.75,0.94478296847965093]
[321435,3,0.75,0.98540585270443082]
[321435,0.1,1,9.6592191378921166E-2]
[321435,0.2,1,0.18716617768750468]
[321435,0.4,1,0.34491837809373349]
[321435,0.6,1,0.47521251786654628]
[321435,0.8,1,0.58429248476641837]
[321435,1,1,0.67584442939893163]
[321435,1.25,1,0.76980365605958023]
[321435,1.5,1,0.83999097269239453]
[321435,2,1,0.92575039494470768]
[321435,3,1,0.98029037839464372]
[321435,0.1,2,5.5668396900624272E-2]
[321435,0.2,2,0.11013315278718112]
[321435,0.4,2,0.2167306100955389]
[321435,0.6,2,0.31836304822086808]
[321435,0.8,2,0.41472955690965163]
[321435,1,2,0.50304671631685849]
[321435,1.25,2,0.59708117054088616]
[321435,1.5,2,0.68080944858196035]
[321435,2,2,0.81208154667870303]
[321435,3,2,0.94959753253592116]
[321435,0.1,3,3.8742195140299314E-2]
[321435,0.2,3,7.6807342210185744E-2]
[321435,0.4,3,0.15256149853306242]
[321435,0.6,3,0.22756337922214689]
[321435,0.8,3,0.30136161889716384]
[321435,1,3,0.37373053486797564]
[321435,1.25,3,0.46084405326111488]
[321435,1.5,3,0.54088618069660721]
[321435,2,3,0.67945535244113442]
[321435,3,3,0.87218836981870163]
[321435,0.1,5,2.429850297148865E-2]
[321435,0.2,5,4.7919957872564409E-2]
[321435,0.4,5,9.5012412547957573E-2]
[321435,0.6,5,0.14202963965997142]
[321435,0.8,5,0.1886707289550891]
[321435,1,5,0.23531181825020689]
[321435,1.25,5,0.29361317986910396]
[321435,1.5,5,0.3516136312344843]
[321435,2,5,0.46738885127510715]
[321435,3,5,0.68020762807492652]
[321435,0.1,10,1.2638230647709265E-2]
[321435,0.2,10,2.4524185661626327E-2]
[321435,0.4,10,4.8371323252839764E-2]
[321435,0.6,10,7.2218460844053201E-2]
[321435,0.8,10,9.6140825998645804E-2]
[321435,1,10,0.11998796358985925]
[321435,1.25,10,0.14962762356127279]
[321435,1.5,10,0.17926728353268631]
[321435,2,10,0.2385466034755134]
[321435,3,10,0.35710524336116756]
[322018,0.1,0.5,0.13886992147490604]
[322018,0.2,0.5,0.25699897575964487]
[322018,0.4,0.5,0.441020826220553]
[322018,0.6,0.5,0.57929327415500165]
[322018,0.8,0.5,0.68555821099351322]
[322018,1,0.5,0.76689996585865483]
[322018,1.25,0.5,0.83868214407647657]
[322018,1.5,0.5,0.88938204165244117]
[322018,2,0.5,0.94597132127005801]
[322018,3,0.5,0.9848924547627177]
[322018,0.1,0.75,0.11121543188801632]
[322018,0.2,0.75,0.2103106862410378]
[322018,0.4,0.75,0.37478661659269369]
[322018,0.6,0.75,0.50716968248548988]
[322018,0.8,0.75,0.61087401843632638]
[322018,1,0.75,0.6946056674632981]
[322018,1.25,0.75,0.77816660976442464]
[322018,1.5,0.75,0.83962103106862418]
[322018,2,0.75,0.91840218504609084]
[322018,3,0.75,0.97610105838170025]
[322018,0.1,1,9.2779105496756553E-2]
[322018,0.2,1,0.17779105496756575]
[322018,0.4,1,0.3262205530897917]
[322018,0.6,1,0.45032434277910544]
[322018,0.8,1,0.55402867872994199]
[322018,1,1,0.63886992147490607]
[322018,1.25,1,0.72405257767156017]
[322018,1.5,1,0.79165244110617949]
[322018,2,1,0.88502902014339369]
[322018,3,1,0.96645612837145778]
[322018,0.1,2,5.4882212359166863E-2]
[322018,0.2,2,0.10831341754865144]
[322018,0.4,2,0.20826220553089789]
[322018,0.6,2,0.30215090474564693]
[322018,0.8,2,0.3892113349265961]
[322018,1,2,0.46893137589621026]
[322018,1.25,2,0.55932058723113687]
[322018,1.5,2,0.63724820757937861]
[322018,2,2,0.76237623762376228]
[322018,3,2,0.90491635370433587]
[322018,0.1,3,3.8835780129737117E-2]
[322018,0.2,3,7.6903379993171719E-2]
[322018,0.4,3,0.15090474564697839]
[322018,0.6,3,0.22200409696142021]
[322018,0.8,3,0.29054284738818709]
[322018,1,3,0.35677705701604645]
[322018,1.25,3,0.43632639125981559]
[322018,1.5,3,0.51049846363946738]
[322018,2,3,0.64160122908842609]
[322018,3,3,0.82886650734038914]
[322018,0.1,5,2.4667121884602228E-2]
[322018,0.2,5,4.8566063502901935E-2]
[322018,0.4,5,9.6534653465346412E-2]
[322018,0.6,5,0.14399112325025601]
[322018,0.8,5,0.18991123250256059]
[322018,1,5,0.23480710139979513]
[322018,1.25,5,0.29062820075110957]
[322018,1.5,5,0.34542505974735405]
[322018,2,5,0.45194605667463295]
[322018,3,5,0.64578354387162851]
[322018,0.1,10,1.3059064527142259E-2]
[322018,0.2,10,2.5349948787982149E-2]
[322018,0.4,10,5.0102424035506979E-2]
[322018,0.6,10,7.4854899283031656E-2]
[322018,0.8,10,9.9522021167633895E-2]
[322018,1,10,0.12427449641515873]
[322018,1.25,10,0.15508706043018097]
[322018,1.5,10,0.18572891771935818]
[322018,2,10,0.24650051212017754]
[322018,3,10,0.36428815295322631]
[322859,0.1,0.5,0.11448724905046125]
[322859,0.2,0.5,0.2078711442030087]
[322859,0.4,0.5,0.37452523060227894]
[322859,0.6,0.5,0.50325556158437335]
[322859,0.8,0.5,0.60546663049376015]
[322859,1,0.5,0.68556701030927836]
[322859,1.25,0.5,0.76587086272381988]
[322859,1.5,0.5,0.82677699403147042]
[322859,2,0.5,0.90348616386326641]
[322859,3,0.5,0.96717308735756913]
[322859,0.1,0.75,9.3190450352685875E-2]
[322859,0.2,0.75,0.17491861096039071]
[322859,0.4,0.75,0.31918068366793267]
[322859,0.6,0.75,0.43848345089527946]
[322859,0.8,0.75,0.53927021161150301]
[322859,1,0.75,0.62099837221920773]
[322859,1.25,0.75,0.70164134563212144]
[322859,1.5,0.75,0.76939772110689086]
[322859,2,0.75,0.8640124796527402]
[322859,3,0.75,0.95001356483993493]
[322859,0.1,1,7.7997829625610443E-2]
[322859,0.2,1,0.14894194248507867]
[322859,0.4,1,0.2774009766684753]
[322859,0.6,1,0.38870048833423765]
[322859,0.8,1,0.48541779706999461]
[322859,1,1,0.56890938686923498]
[322859,1.25,1,0.6529435702658708]
[322859,1.5,1,0.72280249593054802]
[322859,2,1,0.82759088442756379]
[322859,3,1,0.93332881172002169]
[322859,0.1,2,4.4967444384156285E-2]
[322859,0.2,2,8.8714053174172539E-2]
[322859,0.4,2,0.17444384156266951]
[322859,0.6,2,0.2563754747693977]
[322859,0.8,2,0.33138903960933258]
[322859,1,2,0.40226532826912637]
[322859,1.25,2,0.48487520347259905]
[322859,1.5,2,0.5602957135105805]
[322859,2,2,0.68556701030927836]
[322859,3,2,0.85160065111231686]
[322859,0.1,3,3.0724362452523021E-2]
[322859,0.2,3,6.1041779706999484E-2]
[322859,0.4,3,0.12106619641888226]
[322859,0.6,3,0.18088714053174171]
[322859,0.8,3,0.23962289744981005]
[322859,1,3,0.2966630493760174]
[322859,1.25,3,0.36475854584915901]
[322859,1.5,3,0.42993760173629952]
[322859,2,3,0.55127509495387961]
[322859,3,3,0.74715138361367339]
[322859,0.1,5,1.8719479110146486E-2]
[322859,0.2,5,3.7167661421595229E-2]
[322859,0.4,5,7.3928377645143775E-2]
[322859,0.6,5,0.11062126966901792]
[322859,0.8,5,0.14731416169289208]
[322859,1,5,0.18393922951709168]
[322859,1.25,5,0.22965274009766679]
[322859,1.5,5,0.27523060227889312]
[322859,2,5,0.36597938144329889]
[322859,3,5,0.53513293543136187]
[322859,0.1,10,9.6988605534453955E-3]
[322859,0.2,10,1.8855127509495421E-2]
[322859,0.4,10,3.7438958220292973E-2]
[322859,0.6,10,5.5954964731416125E-2]
[322859,0.8,10,7.4470971242539263E-2]
[322859,1,10,9.2986977753662534E-2]
[322859,1.25,10,0.11611502984264784]
[322859,1.5,10,0.13924308193163315]
[322859,2,10,0.18549918610960386]
[322859,3,10,0.27814704286489411]
[327530,0.1,0.5,0.13894307501330025]
[327530,0.2,0.5,0.25314772122716794]
[327530,0.4,0.5,0.43438552934917546]
[327530,0.6,0.5,0.56596914346515348]
[327530,0.8,0.5,0.66572087249512335]
[327530,1,0.5,0.7424188685937223]
[327530,1.25,0.5,0.81619081397410886]
[327530,1.5,0.5,0.86894839510551514]
[327530,2,0.5,0.93190281964887389]
[327530,3,0.5,0.98146834545132122]
[327530,0.1,0.75,0.11189927292073067]
[327530,0.2,0.75,0.20837027841815922]
[327530,0.4,0.75,0.37222911863805641]
[327530,0.6,0.75,0.50230537329313707]
[327530,0.8,0.75,0.60347579358042203]
[327530,1,0.75,0.68256783117574038]
[327530,1.25,0.75,0.76210320978896973]
[327530,1.5,0.75,0.82399361588934217]
[327530,2,0.75,0.90281964887391386]
[327530,3,0.75,0.9696754743748891]
[327530,0.1,1,9.354495477921615E-2]
[327530,0.2,1,0.17715907075722656]
[327530,0.4,1,0.32461429331441749]
[327530,0.6,1,0.44972512856889518]
[327530,0.8,1,0.5514275580776733]
[327530,1,1,0.63344564639120415]
[327530,1.25,1,0.71590707572264578]
[327530,1.5,1,0.78187621918779937]
[327530,2,1,0.87692853342791277]
[327530,3,1,0.95850328072353252]
[327530,0.1,2,5.5151622628125542E-2]
[327530,0.2,2,0.10835254477744292]
[327530,0.4,2,0.20854761482532366]
[327530,0.6,2,0.30182656499379329]
[327530,0.8,2,0.388810072707927]
[327530,1,2,0.46932080156056039]
[327530,1.25,2,0.55807767334633807]
[327530,1.5,2,0.63433232842702614]
[327530,2,2,0.75155169356268847]
[327530,3,2,0.90911509132824964]
[327530,0.1,3,3.86593367618372E-2]
[327530,0.2,3,7.634332328427032E-2]
[327530,0.4,3,0.14958325944316378]
[327530,0.6,3,0.22025181769817342]
[327530,0.8,3,0.28923568008512152]
[327530,1,3,0.35476148253236389]
[327530,1.25,3,0.43296683809186032]
[327530,1.5,3,0.50594076964000712]
[327530,2,3,0.63513034225926579]
[327530,3,3,0.82284092924277363]
[327530,0.1,5,2.4117751374357177E-2]
[327530,0.2,5,4.7526157120056707E-2]
[327530,0.4,5,9.4342968611455927E-2]
[327530,0.6,5,0.14089377549210855]
[327530,0.8,5,0.18646923213335695]
[327530,1,5,0.23195602057102319]
[327530,1.25,5,0.28817166164213509]
[327530,1.5,5,0.34358928888100732]
[327530,2,5,0.45087781521546377]
[327530,3,5,0.64018442986345103]
[327530,0.1,10,1.2768221315836152E-2]
[327530,0.2,10,2.4649760595850369E-2]
[327530,0.4,10,4.8678843766625401E-2]
[327530,0.6,10,7.2707926937400275E-2]
[327530,0.8,10,9.67370101081753E-2]
[327530,1,10,0.12076609327895017]
[327530,1.25,10,0.15082461429331445]
[327530,1.5,10,0.18088313530767874]
[327530,2,10,0.24100017733640716]
[327530,3,10,0.3604362475616244]
[327585,0.1,0.5,0.1542785758900688]
[327585,0.2,0.5,0.2848219862585884]
[327585,0.4,0.5,0.49263852949049702]
[327585,0.6,0.5,0.6368341215311859]
[327585,0.8,0.5,0.74043008833764623]
[327585,1,0.5,0.8142232533238154]
[327585,1.25,0.5,0.87293655750870003]
[327585,1.5,0.5,0.91103774426697604]
[327585,2,0.5,0.95957883465691096]
[327585,3,0.5,0.9898277862050503]
[327585,0.1,0.75,0.12420808423306871]
[327585,0.2,0.75,0.23458552690282869]
[327585,0.4,0.75,0.42107611314357096]
[327585,0.6,0.75,0.56580708485767828]
[327585,0.8,0.75,0.67698759703756584]
[327585,1,0.75,0.76113143570982422]
[327585,1.25,0.75,0.83233693227447136]
[327585,1.5,0.75,0.87980726331756942]
[327585,2,0.75,0.93432676006067628]
[327585,3,0.75,0.9829570803961809]
[327585,0.1,1,0.10368519675203004]
[327585,0.2,1,0.19898277862050506]
[327585,0.4,1,0.36530739716248772]
[327585,0.6,1,0.50397073257785319]
[327585,0.8,1,0.61800660301597221]
[327585,1,1,0.70973498706165794]
[327585,1.25,1,0.7919157669313821]
[327585,1.5,1,0.84902293209601143]
[327585,2,1,0.9156777014366021]
[327585,3,1,0.97439100562148651]
[327585,0.1,2,6.1300972606406809E-2]
[327585,0.2,2,0.12072811635584915]
[327585,0.4,2,0.23529936646738647]
[327585,0.6,2,0.34005532256625326]
[327585,0.8,2,0.43606674399928619]
[327585,1,2,0.52369055054876423]
[327585,1.25,2,0.62327116980458641]
[327585,1.5,2,0.70598732934772912]
[327585,2,2,0.8295708039618096]
[327585,3,2,0.93860979744802353]
[327585,0.1,3,4.3365753546890394E-2]
[327585,0.2,3,8.5660747746943947E-2]
[327585,0.4,3,0.16891228696350499]
[327585,0.6,3,0.25037922726867146]
[327585,0.8,3,0.32908003926117607]
[327585,1,3,0.40331935397519408]
[327585,1.25,3,0.49085393057910237]
[327585,1.5,3,0.57133934148300169]
[327585,2,3,0.71223342553761049]
[327585,3,3,0.88890871776568203]
[327585,0.1,5,2.7482823235477967E-2]
[327585,0.2,5,5.416257696082815E-2]
[327585,0.4,5,0.10716516462924962]
[327585,0.6,5,0.1600785223521014]
[327585,0.8,5,0.2128134201838138]
[327585,1,5,0.26528062817881687]
[327585,1.25,5,0.33024002855358259]
[327585,1.5,5,0.39350405996252347]
[327585,2,5,0.51583831533862767]
[327585,3,5,0.72392254840724557]
[327585,0.1,10,1.445525118229685E-2]
[327585,0.2,10,2.8018202908896228E-2]
[327585,0.4,10,5.5322566253234673E-2]
[327585,0.6,10,8.2626929597572951E-2]
[327585,0.8,10,0.1099312929419114]
[327585,1,10,0.13723565628624967]
[327585,1.25,10,0.17141072543945757]
[327585,1.5,10,0.20558579459266532]
[327585,2,10,0.27402516284465078]
[327585,3,10,0.41063620951191221]
[329425,0.1,0.5,0.13333333333333328]
[329425,0.2,0.5,0.2420811892510005]
[329425,0.4,0.5,0.41886792452830185]
[329425,0.6,0.5,0.55677530017152665]
[329425,0.8,0.5,0.66197827329902803]
[329425,1,0.5,0.73916523727844474]
[329425,1.25,0.5,0.80960548885077188]
[329425,1.5,0.5,0.86449399656946824]
[329425,2,0.5,0.93276157804459703]
[329425,3,0.5,0.97712978845054321]
[329425,0.1,0.75,0.10989136649514002]
[329425,0.2,0.75,0.20365923384791298]
[329425,0.4,0.75,0.3622641509433962]
[329425,0.6,0.75,0.49170954831332181]
[329425,0.8,0.75,0.59817038307604353]
[329425,1,0.75,0.68233276157804457]
[329425,1.25,0.75,0.76032018296169235]
[329425,1.5,0.75,0.82104059462550028]
[329425,2,0.75,0.90554602630074332]
[329425,3,0.75,0.96798170383076054]
[329425,0.1,1,9.2510005717552815E-2]
[329425,0.2,1,0.17507146941109195]
[329425,0.4,1,0.31915380217267009]
[329425,0.6,1,0.441052029731275]
[329425,0.8,1,0.54396798170383076]
[329425,1,1,0.63087478559176668]
[329425,1.25,1,0.71743853630646082]
[329425,1.5,1,0.78353344768439104]
[329425,2,1,0.87890222984562605]
[329425,3,1,0.95986277873070314]
[329425,0.1,2,5.4431103487707161E-2]
[329425,0.2,2,0.10691823899371065]
[329425,0.4,2,0.20823327615780435]
[329425,0.6,2,0.30211549456832471]
[329425,0.8,2,0.3887935963407661]
[329425,1,2,0.46906803887935961]
[329425,1.25,2,0.55883361921097763]
[329425,1.5,2,0.63544882790165802]
[329425,2,2,0.75666094911377924]
[329425,3,2,0.91366495140080051]
[329425,0.1,3,3.7735849056603786E-2]
[329425,0.2,3,7.4671240708976419E-2]
[329425,0.4,3,0.14751286449399648]
[329425,0.6,3,0.21943967981703827]
[329425,0.8,3,0.29010863350485983]
[329425,1,3,0.35791881074899934]
[329425,1.25,3,0.43830760434534016]
[329425,1.5,3,0.51400800457404228]
[329425,2,3,0.64471126357918807]
[329425,3,3,0.8273299028016009]
[329425,0.1,5,2.3098913664951398E-2]
[329425,0.2,5,4.5854774156660928E-2]
[329425,0.4,5,9.1252144082332676E-2]
[329425,0.6,5,0.13619210977701532]
[329425,0.8,5,0.1811320754716981]
[329425,1,5,0.22584333905088619]
[329425,1.25,5,0.28164665523156085]
[329425,1.5,5,0.33699256718124637]
[329425,2,5,0.44631217838765008]
[329425,3,5,0.64505431675242997]
[329425,0.1,10,1.2121212121212107E-2]
[329425,0.2,10,2.3441966838193263E-2]
[329425,0.4,10,4.6540880503144665E-2]
[329425,0.6,10,6.9525443110348639E-2]
[329425,0.8,10,9.2510005717552815E-2]
[329425,1,10,0.11549456832475689]
[329425,1.25,10,0.14419668381932527]
[329425,1.5,10,0.17301315037164083]
[329425,2,10,0.23041738136077747]
[329425,3,10,0.34545454545454535]
[330058,0.1,0.5,7.7496949625239633E-2]
[330058,0.2,0.5,0.14924176398814709]
[330058,0.4,0.5,0.2807042008018128]
[330058,0.6,0.5,0.39714136308175002]
[330058,0.8,0.5,0.49820463656963565]
[330058,1,0.5,0.58459124978211607]
[330058,1.25,0.5,0.67415025274533735]
[330058,1.5,0.5,0.74613909708907089]
[330058,2,0.5,0.85093254314101452]
[330058,3,0.5,0.95258846086804949]
[330058,0.1,0.75,5.8392888269130111E-2]
[330058,0.2,0.75,0.11378769391668117]
[330058,0.4,0.75,0.21812794143280453]
[330058,0.6,0.75,0.31417116960083669]
[330058,0.8,0.75,0.40167334843995117]
[330058,1,0.75,0.48028586369182497]
[330058,1.25,0.75,0.56611469409098825]
[330058,1.5,0.75,0.64016036255882869]
[330058,2,0.75,0.75607460345128119]
[330058,3,0.75,0.89729823949799536]
[330058,0.1,1,4.6784033466968758E-2]
[330058,0.2,1,9.1511242809830931E-2]
[330058,0.4,1,0.17754924176398815]
[330058,0.6,1,0.25922956248910584]
[330058,0.8,1,0.3356806693393759]
[330058,1,1,0.40651908663064312]
[330058,1.25,1,0.4864214746383127]
[330058,1.5,1,0.55729475335541223]
[330058,2,1,0.67568415548195915]
[330058,3,1,0.83681366567892623]
[330058,0.1,2,2.5204810876764825E-2]
[330058,0.2,2,4.9851838940212646E-2]
[330058,0.4,2,9.9041310789611217E-2]
[330058,0.6,2,0.14739410841903428]
[330058,0.8,2,0.19504967753181102]
[330058,1,2,0.24151995816628891]
[330058,1.25,2,0.29796060658880941]
[330058,1.5,2,0.35293707512637262]
[330058,2,2,0.45584800418337107]
[330058,3,2,0.62440299808262167]
[330058,0.1,3,1.7082098657835051E-2]
[330058,0.2,3,3.3676137354017692E-2]
[330058,0.4,3,6.6899076172215466E-2]
[330058,0.6,3,0.10012201499041311]
[330058,0.8,3,0.13327523095694616]
[330058,1,3,0.16639358549764685]
[330058,1.25,3,0.20759979083144495]
[330058,1.5,3,0.24824821335192607]
[330058,2,3,0.32787170995293702]
[330058,3,3,0.47770611818023356]
[330058,0.1,5,1.0423566323862628E-2]
[330058,0.2,5,2.0498518389402039E-2]
[330058,0.4,5,4.0613561094648747E-2]
[330058,0.6,5,6.0693742374063088E-2]
[330058,0.8,5,8.0773923653477436E-2]
[330058,1,5,0.10085410493289165]
[330058,1.25,5,0.12595433153215965]
[330058,1.5,5,0.15105455813142751]
[330058,2,5,0.2012550113299634]
[330058,3,5,0.30092382778455634]
[330058,0.1,10,5.6475509848352467E-3]
[330058,0.2,10,1.0493289175527222E-2]
[330058,0.4,10,2.0603102666898993E-2]
[330058,0.6,10,3.0747777584103117E-2]
[330058,0.8,10,4.0857591075474889E-2]
[330058,1,10,5.0967404566846779E-2]
[330058,1.25,10,6.358724071814531E-2]
[330058,1.5,10,7.6241938295276201E-2]
[330058,2,10,0.10155133344953809]
[330058,3,10,0.15223984660972625]
[331786,0.1,0.5,8.5048248192854406E-2]
[331786,0.2,0.5,0.16252204890533675]
[331786,0.4,0.5,0.30277038010583479]
[331786,0.6,0.5,0.42219762736485322]
[331786,0.8,0.5,0.52405492339086224]
[331786,1,0.5,0.61086708401065259]
[331786,1.25,0.5,0.70127624252066545]
[331786,1.5,0.5,0.7737349980977416]
[331786,2,0.5,0.87047348943381864]
[331786,3,0.5,0.96043302320755375]
[331786,0.1,0.75,6.5333932832981681E-2]
[331786,0.2,0.75,0.12662124303946326]
[331786,0.4,0.75,0.23968457095424203]
[331786,0.6,0.75,0.34168021305295199]
[331786,0.8,0.75,0.43240065022654167]
[331786,1,0.75,0.51312558364749417]
[331786,1.25,0.75,0.60132120499429331]
[331786,1.5,0.75,0.67630477639816011]
[331786,2,0.75,0.79068239200359702]
[331786,3,0.75,0.91692318334313283]
[331786,0.1,1,5.2779026735378543E-2]
[331786,0.2,1,0.10327534327119291]
[331786,0.4,1,0.19807698958945805]
[331786,0.6,1,0.28596133227268011]
[331786,0.8,1,0.3669975443572096]
[331786,1,1,0.44122021236122166]
[331786,1.25,1,0.5254383841178708]
[331786,1.5,1,0.59955729256735724]
[331786,2,1,0.71939957804447829]
[331786,3,1,0.8696434129976135]
[331786,0.1,2,2.8914329194479942E-2]
[331786,0.2,2,5.7206101061806104E-2]
[331786,0.4,2,0.11323626050565493]
[331786,0.6,2,0.16819423788607199]
[331786,0.8,2,0.22166499498495482]
[331786,1,2,0.27378687787500433]
[331786,1.25,2,0.33642306229031926]
[331786,1.5,2,0.39553142185176215]
[331786,2,2,0.50544737661259642]
[331786,3,2,0.68647321274167328]
[331786,0.1,3,1.9610555805347082E-2]
[331786,0.2,3,3.8736900356241173E-2]
[331786,0.4,3,7.6989589458029223E-2]
[331786,0.6,3,0.1153114515961678]
[331786,0.8,3,0.15352955417978073]
[331786,1,3,0.19126344550894064]
[331786,1.25,3,0.23812817763635741]
[331786,1.5,3,0.2842665928820946]
[331786,2,3,0.37301559851969701]
[331786,3,3,0.53546847438868328]
[331786,0.1,5,1.1966935288624497E-2]
[331786,0.2,5,2.3484245840971137E-2]
[331786,0.4,5,4.6518866945664539E-2]
[331786,0.6,5,6.9553488050357937E-2]
[331786,0.8,5,9.2622695673226604E-2]
[331786,1,5,0.11569190329609515]
[331786,1.25,5,0.14457164597239994]
[331786,1.5,5,0.17345138864870474]
[331786,2,5,0.23124546051948949]
[331786,3,5,0.34676443122470862]
[331786,0.1,10,6.3639193442396515E-3]
[331786,0.2,10,1.2036108324974889E-2]
[331786,0.4,10,2.3622591913672046E-2]
[331786,0.6,10,3.5209075502369201E-2]
[331786,0.8,10,4.6795559091066356E-2]
[331786,1,10,5.8382042679763387E-2]
[331786,1.25,10,7.287379379517861E-2]
[331786,1.5,10,8.736554491059384E-2]
[331786,2,10,0.11638363365959956]
[331786,3,10,0.17445439767578599]
[332075,0.1,0.5,8.1833492949374129E-2]
[332075,0.2,0.5,0.157491496317823]
[332075,0.4,0.5,0.29731514811267795]
[332075,0.6,0.5,0.41907466728311477]
[332075,0.8,0.5,0.52138304547405956]
[332075,1,0.5,0.60734453948020206]
[332075,1.25,0.5,0.69485816188368932]
[332075,1.5,0.5,0.76427462765430476]
[332075,2,0.5,0.86278524487302266]
[332075,3,0.5,0.95868696542386311]
[332075,0.1,0.75,6.3141904164327439E-2]
[332075,0.2,0.75,0.12232092731415731]
[332075,0.4,0.75,0.23447046002443769]
[332075,0.6,0.75,0.33664674218156598]
[332075,0.8,0.75,0.42726462137974303]
[332075,1,0.75,0.50827251411776353]
[332075,1.25,0.75,0.59631452065651724]
[332075,1.5,0.75,0.670354347610713]
[332075,2,0.75,0.78114989597437334]
[332075,3,0.75,0.9115947293682507]
[332075,0.1,1,5.1121165087018208E-2]
[332075,0.2,1,9.9897625573792101E-2]
[332075,0.4,1,0.19342161751593406]
[332075,0.6,1,0.28083616789405891]
[332075,0.8,1,0.36131567649681318]
[332075,1,1,0.434695023281926]
[332075,1.25,1,0.51857600475545718]
[332075,1.5,1,0.59175720748984506]
[332075,2,1,0.71074270995013378]
[332075,3,1,0.86093590039959056]
[332075,0.1,2,2.8301575245203242E-2]
[332075,0.2,2,5.587662230441532E-2]
[332075,0.4,2,0.11056438030448133]
[332075,0.6,2,0.16459165813546442]
[332075,0.8,2,0.21749611967900659]
[332075,1,2,0.26878240480829563]
[332075,1.25,2,0.33109870876126946]
[332075,1.5,2,0.39064099600409491]
[332075,2,2,0.49793599947161588]
[332075,3,2,0.6716422839404248]
[332075,0.1,3,1.9219972920312977E-2]
[332075,0.2,3,3.8010633730722228E-2]
[332075,0.4,3,7.5426835309269802E-2]
[332075,0.6,3,0.11267791684554669]
[332075,0.8,3,0.14992899838182355]
[332075,1,3,0.18714705590964625]
[332075,1.25,3,0.23305042766090944]
[332075,1.5,3,0.27865658333608528]
[332075,2,3,0.36640137379875165]
[332075,3,3,0.52557709454773616]
[332075,0.1,5,1.1789571018130159E-2]
[332075,0.2,5,2.3149829926356478E-2]
[332075,0.4,5,4.5804299725900749E-2]
[332075,0.6,5,6.8491793533899087E-2]
[332075,0.8,5,9.1146263333443348E-2]
[332075,1,5,0.11373468511607936]
[332075,1.25,5,0.14197021234437435]
[332075,1.5,5,0.17023876358112341]
[332075,2,5,0.22677586605462163]
[332075,3,5,0.33915656682408113]
[332075,0.1,10,6.3075856147418825E-3]
[332075,0.2,10,1.1855619035038414E-2]
[332075,0.4,10,2.3281925960172992E-2]
[332075,0.6,10,3.4675208876853381E-2]
[332075,0.8,10,4.6068491793533888E-2]
[332075,1,10,5.7494798718668465E-2]
[332075,1.25,10,7.1761170370859564E-2]
[332075,1.5,10,8.6027542023050782E-2]
[332075,2,10,0.11459330933588716]
[332075,3,10,0.17175786797001422]
[334004,0.1,0.5,9.2546294334505744E-2]
[334004,0.2,0.5,0.17992287808805452]
[334004,0.4,0.5,0.33539556760879702]
[334004,0.6,0.5,0.46540107631679312]
[334004,0.8,0.5,0.57383787448620704]
[334004,1,0.5,0.66108733420907662]
[334004,1.25,0.5,0.74405695156574436]
[334004,1.5,0.5,0.80783084028984276]
[334004,2,0.5,0.89571592016610879]
[334004,3,0.5,0.9744904445103606]
[334004,0.1,0.75,7.2375948133395568E-2]
[334004,0.2,0.75,0.1418280435611679]
[334004,0.4,0.75,0.26920632230179253]
[334004,0.6,0.75,0.38302470443662867]
[334004,0.8,0.75,0.48103733209034283]
[334004,1,0.75,0.56472731895419293]
[334004,1.25,0.75,0.65163778126191785]
[334004,1.5,0.75,0.72147124878172797]
[334004,2,0.75,0.82482308572397134]
[334004,3,0.75,0.93465824823085719]
[334004,0.1,1,5.9621170388575791E-2]
[334004,0.2,1,0.11729310564006952]
[334004,0.4,1,0.22594177719394892]
[334004,0.6,1,0.32526801983134879]
[334004,0.8,1,0.41484808678333829]
[334004,1,1,0.49379210983516253]
[334004,1.25,1,0.57896521039027082]
[334004,1.5,1,0.6507055383702699]
[334004,2,1,0.75952370863172169]
[334004,3,1,0.89300394084495116]
[334004,0.1,2,3.4620111021653466E-2]
[334004,0.2,2,6.8604601889910577E-2]
[334004,0.4,2,0.1354718420272045]
[334004,0.6,2,0.20051697105809566]
[334004,0.8,2,0.26352811559811862]
[334004,1,2,0.323445908724946]
[334004,1.25,2,0.39556760879698294]
[334004,1.5,2,0.46239247425738383]
[334004,2,2,0.57010890291961525]
[334004,3,2,0.73545489215644733]
[334004,0.1,3,2.4195940505953705E-2]
[334004,0.2,3,4.7883384889190174E-2]
[334004,0.4,3,9.5046400271197873E-2]
[334004,0.6,3,0.1418704182380609]
[334004,0.8,3,0.18818594008220682]
[334004,1,3,0.23382346709606341]
[334004,1.25,3,0.28996991397940591]
[334004,1.5,3,0.34437899911013181]
[334004,2,3,0.4469680918682995]
[334004,3,3,0.60994109919911865]
[334004,0.1,5,1.5085384973939643E-2]
[334004,0.2,5,2.9704648502055193E-2]
[334004,0.4,5,5.8943175558286445E-2]
[334004,0.6,5,8.8266451968303822E-2]
[334004,0.8,5,0.11742022967074879]
[334004,1,5,0.14653163269630076]
[334004,1.25,5,0.18288910547057075]
[334004,1.5,5,0.219288952921734]
[334004,2,5,0.29069028348658837]
[334004,3,5,0.42794186194330269]
[334004,0.1,10,8.0511886096869059E-3]
[334004,0.2,10,1.5466757065977306E-2]
[334004,0.4,10,3.0467392686130818E-2]
[334004,0.6,10,4.5425653629391043E-2]
[334004,0.8,10,6.0426289249544553E-2]
[334004,1,10,7.5426924869697917E-2]
[334004,1.25,10,9.4198906733336113E-2]
[334004,1.5,10,0.11292851392008132]
[334004,2,10,0.15038772829357175]
[334004,3,10,0.2253909063943387]
[334865,0.1,0.5,7.8339147769748332E-2]
[334865,0.2,0.5,0.15181908796411658]
[334865,0.4,0.5,0.28678669324694744]
[334865,0.6,0.5,0.40549464241216049]
[334865,0.8,0.5,0.5099676052828308]
[334865,1,0.5,0.59998754049339653]
[334865,1.25,0.5,0.69044355843508587]
[334865,1.5,0.5,0.76143159730874665]
[334865,2,0.5,0.85970595564415653]
[334865,3,0.5,0.94673560926987288]
[334865,0.1,0.75,5.9182656366807834E-2]
[334865,0.2,0.75,0.11537503114876653]
[334865,0.4,0.75,0.22249563917268877]
[334865,0.6,0.75,0.32176675803638172]
[334865,0.8,0.75,0.41250311487665087]
[334865,1,0.75,0.49470470969349606]
[334865,1.25,0.75,0.58528532270122102]
[334865,1.5,0.75,0.66197358584600052]
[334865,2,0.75,0.77622726140044851]
[334865,3,0.75,0.89920259157737348]
[334865,0.1,1,4.7377273859955174E-2]
[334865,0.2,1,9.2729877896835303E-2]
[334865,0.4,1,0.18022676302018434]
[334865,0.6,1,0.2642972838275604]
[334865,0.8,1,0.34369548965860952]
[334865,1,1,0.41795414901569894]
[334865,1.25,1,0.50267879391976078]
[334865,1.5,1,0.57865063543483675]
[334865,2,1,0.70218664340892101]
[334865,3,1,0.84958260652878148]
[334865,0.1,2,2.5760029902815791E-2]
[334865,0.2,2,5.0928233241963557E-2]
[334865,0.4,2,0.10057936705706452]
[334865,0.6,2,0.14951407924246202]
[334865,0.8,2,0.19804385746324449]
[334865,1,2,0.24635559431846496]
[334865,1.25,2,0.30597433341639674]
[334865,1.5,2,0.36347495639172689]
[334865,2,2,0.47308746573635679]
[334865,3,2,0.65375031148766505]
[334865,0.1,3,1.744330924495386E-2]
[334865,0.2,3,3.4450535758783894E-2]
[334865,0.4,3,6.8402691253426295E-2]
[334865,0.6,3,0.10213680538250686]
[334865,0.8,3,0.13571517567904309]
[334865,1,3,0.16916895090954401]
[334865,1.25,3,0.2108771492648891]
[334865,1.5,3,0.25246075255419886]
[334865,2,3,0.33497383503613248]
[334865,3,3,0.49336531273361572]
[334865,0.1,5,1.0652878146025379E-2]
[334865,0.2,5,2.09319710939447E-2]
[334865,0.4,5,4.1459008223274342E-2]
[334865,0.6,5,6.1954896586095216E-2]
[334865,0.8,5,8.2481933715424866E-2]
[334865,1,5,0.10300897084475451]
[334865,1.25,5,0.12864440568153498]
[334865,1.5,5,0.15427984051831545]
[334865,2,5,0.20548841265885864]
[334865,3,5,0.30725143284325945]
[334865,0.1,10,5.7002242711188585E-3]
[334865,0.2,10,1.0746324445551922E-2]
[334865,0.4,10,2.10877149264889E-2]
[334865,0.6,10,3.1429105407425877E-2]
[334865,0.8,10,4.1739347121853974E-2]
[334865,1,10,5.2080737602790951E-2]
[334865,1.25,10,6.4976326937453227E-2]
[334865,1.5,10,7.7903065038624403E-2]
[334865,2,10,0.10378769000747573]
[334865,3,10,0.15558808871168694]
[334992,0.1,0.5,9.9330357142857137E-2]
[334992,0.2,0.5,0.19275210084033614]
[334992,0.4,0.5,0.35845588235294112]
[334992,0.6,0.5,0.4969143907563025]
[334992,0.8,0.5,0.61252626050420156]
[334992,1,0.5,0.70739233193277307]
[334992,1.25,0.5,0.79746586134453779]
[334992,1.5,0.5,0.86305147058823528]
[334992,2,0.5,0.94406512605042014]
[334992,3,0.5,0.99166228991596639]
[334992,0.1,0.75,7.7205882352941194E-2]
[334992,0.2,0.75,0.15119485294117641]
[334992,0.4,0.75,0.28689600840336132]
[334992,0.6,0.75,0.40670955882352933]
[334992,0.8,0.75,0.51273634453781514]
[334992,1,0.75,0.60313813025210083]
[334992,1.25,0.75,0.69971113445378152]
[334992,1.5,0.75,0.77901785714285721]
[334992,2,0.75,0.88189338235294124]
[334992,3,0.75,0.97597163865546221]
[334992,0.1,1,6.3287815126050334E-2]
[334992,0.2,1,0.124343487394958]
[334992,0.4,1,0.23962710084033606]
[334992,0.6,1,0.34532563025210083]
[334992,0.8,1,0.44078256302521002]
[334992,1,1,0.52711397058823528]
[334992,1.25,1,0.62112657563025209]
[334992,1.5,1,0.70141806722689071]
[334992,2,1,0.82208508403361336]
[334992,3,1,0.94577205882352933]
[334992,0.1,2,3.6830357142857144E-2]
[334992,0.2,2,7.2938550420168002E-2]
[334992,0.4,2,0.14436712184873948]
[334992,0.6,2,0.2144170168067227]
[334992,0.8,2,0.28269432773109238]
[334992,1,2,0.34755777310924363]
[334992,1.25,2,0.42364758403361341]
[334992,1.5,2,0.49474789915966388]
[334992,2,2,0.62329306722689082]
[334992,3,2,0.80744485294117652]
[334992,0.1,3,2.6063550420167968E-2]
[334992,0.2,3,5.1536239495798331E-2]
[334992,0.4,3,0.10241596638655454]
[334992,0.6,3,0.15277048319327732]
[334992,0.8,3,0.20259978991596631]
[334992,1,3,0.25216649159663862]
[334992,1.25,3,0.31394432773109243]
[334992,1.5,3,0.37342436974789911]
[334992,2,3,0.48503151260504196]
[334992,3,3,0.67798056722689071]
[334992,0.1,5,1.6675420168067199E-2]
[334992,0.2,5,3.2891281512605008E-2]
[334992,0.4,5,6.5191701680672176E-2]
[334992,0.6,5,9.7492121848739469E-2]
[334992,0.8,5,0.12972689075630248]
[334992,1,5,0.16169905462184869]
[334992,1.25,5,0.20154936974789908]
[334992,1.5,5,0.24126838235294112]
[334992,2,5,0.32064075630252092]
[334992,3,5,0.47610294117647056]
[334992,0.1,10,8.8629201680672128E-3]
[334992,0.2,10,1.7200630252100755E-2]
[334992,0.4,10,3.3876050420168072E-2]
[334992,0.6,10,5.0617121848739434E-2]
[334992,0.8,10,6.7358193277310921E-2]
[334992,1,10,8.4099264705882276E-2]
[334992,1.25,10,0.10504201680672268]
[334992,1.5,10,0.12605042016806722]
[334992,2,10,0.1678702731092436]
[334992,3,10,0.25098476890756294]
[336196,0.1,0.5,8.6967653836306225E-2]
[336196,0.2,0.5,0.16894256208927197]
[336196,0.4,0.5,0.31646325851327134]
[336196,0.6,0.5,0.44256208927199797]
[336196,0.8,0.5,0.54719638132627801]
[336196,1,0.5,0.63382265084919354]
[336196,1.25,0.5,0.72044892037210895]
[336196,1.5,0.5,0.78727489971835796]
[336196,2,0.5,0.87996074080396014]
[336196,3,0.5,0.96231970640949049]
[336196,0.1,0.75,6.6655287189553686E-2]
[336196,0.2,0.75,0.13049415379363316]
[336196,0.4,0.75,0.24946658701032687]
[336196,0.6,0.75,0.35704531876760265]
[336196,0.8,0.75,0.45207817700776654]
[336196,1,0.75,0.53435179653494924]
[336196,1.25,0.75,0.62289835282068795]
[336196,1.5,0.75,0.69505846206366817]
[336196,2,0.75,0.80383203891781163]
[336196,3,0.75,0.92323120252624391]
[336196,0.1,1,5.4322778868310988E-2]
[336196,0.2,1,0.10685329009132036]
[336196,0.4,1,0.20662285567978161]
[336196,0.6,1,0.29905265853034063]
[336196,0.8,1,0.38350260305538969]
[336196,1,1,0.46031407356831955]
[336196,1.25,1,0.54566015191601946]
[336196,1.5,1,0.61918579841256294]
[336196,2,1,0.73231202526243921]
[336196,3,1,0.8784671844328753]
[336196,0.1,2,3.1193991636084391E-2]
[336196,0.2,2,6.1918579841256316E-2]
[336196,0.4,2,0.12217291115473242]
[336196,0.6,2,0.18101903217547158]
[336196,0.8,2,0.23768882819834428]
[336196,1,2,0.29243833745839382]
[336196,1.25,2,0.35896560553042589]
[336196,1.5,2,0.42152428095929001]
[336196,2,2,0.53319962447725533]
[336196,3,2,0.69838695911922843]
[336196,0.1,3,2.1720576939489644E-2]
[336196,0.2,3,4.3057096526414623E-2]
[336196,0.4,3,8.5516770504395379E-2]
[336196,0.6,3,0.12767773320815912]
[336196,0.8,3,0.16928394640266289]
[336196,1,3,0.21029273704873264]
[336196,1.25,3,0.2606895963130495]
[336196,1.5,3,0.31001962959801999]
[336196,2,3,0.40539387215157469]
[336196,3,3,0.57271485875224037]
[336196,0.1,5,1.3740718613979803E-2]
[336196,0.2,5,2.7097379875394793E-2]
[336196,0.4,5,5.3768029359051013E-2]
[336196,0.6,5,8.0438678842707237E-2]
[336196,0.8,5,0.10706665528718956]
[336196,1,5,0.13360928565332422]
[336196,1.25,5,0.16659554493471024]
[336196,1.5,5,0.19928309294187938]
[336196,2,5,0.26354868993769742]
[336196,3,5,0.39058632755824868]
[336196,0.1,10,7.5104548945976752E-3]
[336196,0.2,10,1.4380814201587426E-2]
[336196,0.4,10,2.8292224972262536E-2]
[336196,0.6,10,4.2246308782111545E-2]
[336196,0.8,10,5.6200392591960406E-2]
[336196,1,10,7.0154476401809412E-2]
[336196,1.25,10,8.7565076384740106E-2]
[336196,1.5,10,0.10501834940684483]
[336196,2,10,0.13996756849022793]
[336196,3,10,0.20969531450029877]
[337935,0.1,0.5,9.2392701105114369E-2]
[337935,0.2,0.5,0.17878865758588192]
[337935,0.4,0.5,0.33243382163968127]
[337935,0.6,0.5,0.46037865158913732]
[337935,0.8,0.5,0.56699220423198837]
[337935,1,0.5,0.65612952968388583]
[337935,1.25,0.5,0.74522402124560949]
[337935,1.5,0.5,0.81457208943716264]
[337935,2,0.5,0.90358091321853851]
[337935,3,0.5,0.98081041720209028]
[337935,0.1,0.75,7.1703932151117936E-2]
[337935,0.2,0.75,0.14023815642936696]
[337935,0.4,0.75,0.27951118044721796]
[337935,0.6,0.75,0.37972243639167308]
[337935,0.8,0.75,0.47661269596504757]
[337935,1,0.75,0.56125246294868503]
[337935,1.25,0.75,0.65073245952197378]
[337935,1.5,0.75,0.72569176732630858]
[337935,2,0.75,0.83718838344898494]
[337935,3,0.75,0.94907050458322628]
[337935,0.1,1,5.8468260087381069E-2]
[337935,0.2,1,0.11526599845797991]
[337935,0.4,1,0.22239355778291786]
[337935,0.6,1,0.32133984408463978]
[337935,0.8,1,0.41137668123018928]
[337935,1,1,0.49044804249121904]
[337935,1.25,1,0.57658699563094318]
[337935,1.5,1,0.65265998457979957]
[337935,2,1,0.77332305319969163]
[337935,3,1,0.90970615951340694]
[337935,0.1,2,3.3367600445472455E-2]
[337935,0.2,2,6.6049858648162499E-2]
[337935,0.4,2,0.13115737171249897]
[337935,0.6,2,0.19540820697335737]
[337935,0.8,2,0.25738884605499873]
[337935,1,2,0.31692795339672752]
[337935,1.25,2,0.38884605499871494]
[337935,1.5,2,0.45502441531739912]
[337935,2,2,0.57041891544590084]
[337935,3,2,0.75177760644221714]
[337935,0.1,3,2.3558639595648107E-2]
[337935,0.2,3,4.6474770838687604E-2]
[337935,0.4,3,9.2349867214940415E-2]
[337935,0.6,3,0.13813929581084561]
[337935,0.8,3,0.18358605328535943]
[337935,1,3,0.22843313629743847]
[337935,1.25,3,0.28390302407264628]
[337935,1.5,3,0.33838773237385422]
[337935,2,3,0.44118906879122766]
[337935,3,3,0.61380964619206713]
[337935,0.1,5,1.5206031011736504E-2]
[337935,0.2,5,2.9855221451212163E-2]
[337935,0.4,5,5.9153602330163632E-2]
[337935,0.6,5,8.8494817099288914E-2]
[337935,0.8,5,0.11779319797824038]
[337935,1,5,0.14717724663753962]
[337935,1.25,5,0.1836717210657072]
[337935,1.5,5,0.22008052771352701]
[337935,2,5,0.29229846654673186]
[337935,3,5,0.43365030412062028]
[337935,0.1,10,8.5239441446072831E-3]
[337935,0.2,10,1.6319712156258041E-2]
[337935,0.4,10,3.2082583740255237E-2]
[337935,0.6,10,4.7845455324252585E-2]
[337935,0.8,10,6.3608326908249788E-2]
[337935,1,10,7.9371198492247136E-2]
[337935,1.25,10,9.9074787972243589E-2]
[337935,1.5,10,0.11882121134241416]
[337935,2,10,0.15831405808275514]
[337935,3,10,0.23691424655187179]
[338357,0.1,0.5,9.1626016260162646E-2]
[338357,0.2,0.5,0.17528455284552849]
[338357,0.4,0.5,0.32605691056910568]
[338357,0.6,0.5,0.4558130081300813]
[338357,0.8,0.5,0.56166666666666676]
[338357,1,0.5,0.64890243902439027]
[338357,1.25,0.5,0.73597560975609755]
[338357,1.5,0.5,0.8026422764227642]
[338357,2,0.5,0.88930894308943098]
[338357,3,0.5,0.97032520325203253]
[338357,0.1,0.75,7.113821138211382E-2]
[338357,0.2,0.75,0.13731707317073169]
[338357,0.4,0.75,0.26073170731707324]
[338357,0.6,0.75,0.37207317073170737]
[338357,0.8,0.75,0.47000000000000003]
[338357,1,0.75,0.55504065040650408]
[338357,1.25,0.75,0.64211382113821136]
[338357,1.5,0.75,0.71402439024390241]
[338357,2,0.75,0.82142276422764227]
[338357,3,0.75,0.93073170731707311]
[338357,0.1,1,5.7601626016260225E-2]
[338357,0.2,1,0.11219512195121957]
[338357,0.4,1,0.21589430894308942]
[338357,0.6,1,0.3131300813008131]
[338357,0.8,1,0.40154471544715453]
[338357,1,1,0.4814227642276423]
[338357,1.25,1,0.56886178861788617]
[338357,1.5,1,0.64361788617886184]
[338357,2,1,0.75752032520325208]
[338357,3,1,0.89166666666666672]
[338357,0.1,2,3.2154471544715457E-2]
[338357,0.2,2,6.345528455284552E-2]
[338357,0.4,2,0.12516260162601628]
[338357,0.6,2,0.18548780487804886]
[338357,0.8,2,0.24434959349593505]
[338357,1,2,0.30105691056910577]
[338357,1.25,2,0.36918699186991871]
[338357,1.5,2,0.43418699186991871]
[338357,2,2,0.55105691056910566]
[338357,3,2,0.73296747967479681]
[338357,0.1,3,2.1788617886178915E-2]
[338357,0.2,3,4.3130081300813E-2]
[338357,0.4,3,8.5609756097561038E-2]
[338357,0.6,3,0.12788617886178863]
[338357,0.8,3,0.16995934959349596]
[338357,1,3,0.211829268292683]
[338357,1.25,3,0.2634959349593497]
[338357,1.5,3,0.31349593495934958]
[338357,2,3,0.40890243902439027]
[338357,3,3,0.58321138211382118]
[338357,0.1,5,1.3292682926829337E-2]
[338357,0.2,5,2.6178861788617964E-2]
[338357,0.4,5,5.195121951219521E-2]
[338357,0.6,5,7.7682926829268348E-2]
[338357,0.8,5,0.1034552845528456]
[338357,1,5,0.12918699186991872]
[338357,1.25,5,0.16138211382113829]
[338357,1.5,5,0.19353658536585375]
[338357,2,5,0.25776422764227647]
[338357,3,5,0.38349593495934964]
[338357,0.1,10,6.9918699186992108E-3]
[338357,0.2,10,1.3373983739837423E-2]
[338357,0.4,10,2.6341463414634132E-2]
[338357,0.6,10,3.9308943089430982E-2]
[338357,0.8,10,5.2276422764227698E-2]
[338357,1,10,6.5203252032520434E-2]
[338357,1.25,10,8.1422764227642275E-2]
[338357,1.5,10,9.7601626016260143E-2]
[338357,2,10,0.13004065040650412]
[338357,3,10,0.19495934959349603]
[338378,0.1,0.5,8.9899421381693961E-2]
[338378,0.2,0.5,0.17533299677682421]
[338378,0.4,0.5,0.32876393149780592]
[338378,0.6,0.5,0.45947730185235525]
[338378,0.8,0.5,0.56809444293425504]
[338378,1,0.5,0.65531435672401073]
[338378,1.25,0.5,0.74187410197662218]
[338378,1.5,0.5,0.80692011960700549]
[338378,2,0.5,0.89208186089860586]
[338378,3,0.5,0.96470039998446666]
[338378,0.1,0.75,6.9939031493922638E-2]
[338378,0.2,0.75,0.13723738883926848]
[338378,0.4,0.75,0.26224224301968857]
[338378,0.6,0.75,0.37353889169352644]
[338378,0.8,0.75,0.4722923381616248]
[338378,1,0.75,0.55795891421692367]
[338378,1.25,0.75,0.64700399984466628]
[338378,1.5,0.75,0.71830220185623861]
[338378,2,0.75,0.82206516251796047]
[338378,3,0.75,0.93565298435012234]
[338378,0.1,1,5.7551163061628781E-2]
[338378,0.2,1,0.11351015494543908]
[338378,0.4,1,0.2191371208885092]
[338378,0.6,1,0.31548289386819939]
[338378,0.8,1,0.40379014407207492]
[338378,1,1,0.48289386819929325]
[338378,1.25,1,0.57011378198904894]
[338378,1.5,1,0.64494582734651085]
[338378,2,1,0.75674731078404722]
[338378,3,1,0.89243136188885874]
[338378,0.1,2,3.3396761290823772E-2]
[338378,0.2,2,6.6288687817948846E-2]
[338378,0.4,2,0.13129587200497067]
[338378,0.6,2,0.1939730495903072]
[338378,0.8,2,0.25350471826336851]
[338378,1,2,0.31097821443827434]
[338378,1.25,2,0.37986874296143847]
[338378,1.5,2,0.44421575861131612]
[338378,2,2,0.55955108539474196]
[338378,3,2,0.72925323288415977]
[338378,0.1,3,2.3261232573492299E-2]
[338378,0.2,3,4.6056463826647506E-2]
[338378,0.4,3,9.1646926332958054E-2]
[338378,0.6,3,0.13684905440565417]
[338378,0.8,3,0.18150751427129042]
[338378,1,3,0.22554463904314395]
[338378,1.25,3,0.27882412333501611]
[338378,1.5,3,0.33027843578890148]
[338378,2,3,0.42829404683313271]
[338378,3,3,0.5968311910217079]
[338378,0.1,5,1.4446040930449298E-2]
[338378,0.2,5,2.8464913983922976E-2]
[338378,0.4,5,5.6541493534231657E-2]
[338378,0.6,5,8.4579239641179013E-2]
[338378,0.8,5,0.11257815230476489]
[338378,1,5,0.14049939808162798]
[338378,1.25,5,0.17529416333346287]
[338378,1.5,5,0.20993359481185206]
[338378,2,5,0.27921245776863041]
[338378,3,5,0.41408100656285196]
[338378,0.1,10,7.611354898838938E-3]
[338378,0.2,10,1.4640208147256511E-2]
[338378,0.4,10,2.8892081860898595E-2]
[338378,0.6,10,4.3105122131179487E-2]
[338378,0.8,10,5.7318162401460239E-2]
[338378,1,10,7.157003611510232E-2]
[338378,1.25,10,8.9394586617995403E-2]
[338378,1.5,10,0.10718030367752714]
[338378,2,10,0.14271290435322903]
[338378,3,10,0.21381693914799424]
[340670,0.1,0.5,0.11813703785698476]
[340670,0.2,0.5,0.22359973433694932]
[340670,0.4,0.5,0.40037635598848798]
[340670,0.6,0.5,0.53987713083905253]
[340670,0.8,0.5,0.65043170245738335]
[340670,1,0.5,0.73594199690059769]
[340670,1.25,0.5,0.81569625857870265]
[340670,1.5,0.5,0.87273079477529336]
[340670,2,0.5,0.93618552136373712]
[340670,3,0.5,0.98228912995350892]
[340670,0.1,0.75,9.3784591543059626E-2]
[340670,0.2,0.75,0.17984835067522698]
[340670,0.4,0.75,0.33432034536196598]
[340670,0.6,0.75,0.46164489705556788]
[340670,0.8,0.75,0.56782709763117112]
[340670,1,0.75,0.65568961700243522]
[340670,1.25,0.75,0.74272193934027009]
[340670,1.5,0.75,0.81032765109586014]
[340670,2,0.75,0.89843922957715294]
[340670,3,0.75,0.96659840602169578]
[340670,0.1,1,7.8121540845694046E-2]
[340670,0.2,1,0.15095749391188845]
[340670,0.4,1,0.28536639362408678]
[340670,0.6,1,0.40391852999778621]
[340670,0.8,1,0.50451073721496564]
[340670,1,1,0.59118330750498127]
[340670,1.25,1,0.68175780385211426]
[340670,1.5,1,0.75420633163604167]
[340670,2,1,0.85565640912109808]
[340670,3,1,0.95187624529555026]
[340670,0.1,2,4.6740092982067744E-2]
[340670,0.2,2,9.201350453841052E-2]
[340670,0.4,2,0.17868607482842605]
[340670,0.6,2,0.26129067965463809]
[340670,0.8,2,0.34051914987823784]
[340670,1,2,0.41215754949393019]
[340670,1.25,2,0.49803520035421744]
[340670,1.5,2,0.57089882665485947]
[340670,2,2,0.69243967234890413]
[340670,3,2,0.85659729909231785]
[340670,0.1,3,3.3373920743856623E-2]
[340670,0.2,3,6.5696258578702732E-2]
[340670,0.4,3,0.12978746955944212]
[340670,0.6,3,0.19196922736329425]
[340670,0.8,3,0.25235222492804965]
[340670,1,3,0.31113017489484174]
[340670,1.25,3,0.38177994243967239]
[340670,1.5,3,0.44894288244410008]
[340670,2,3,0.56874031436794337]
[340670,3,3,0.74665153863183531]
[340670,0.1,5,2.1308390524684612E-2]
[340670,0.2,5,4.1731237547044567E-2]
[340670,0.4,5,8.252158512286914E-2]
[340670,0.6,5,0.12322891299535096]
[340670,0.8,5,0.16352114235111806]
[340670,1,5,0.20342594642461817]
[340670,1.25,5,0.2528780163825548]
[340670,1.5,5,0.30177662165153862]
[340670,2,5,0.39666814257250393]
[340670,3,5,0.57073278724817356]
[340670,0.1,10,1.1456719061323927E-2]
[340670,0.2,10,2.2027894620323205E-2]
[340670,0.4,10,4.3225592207217306E-2]
[340670,0.6,10,6.4450963028558794E-2]
[340670,0.8,10,8.5510294443214604E-2]
[340670,1,10,0.10656962585787043]
[340670,1.25,10,0.1329145450520258]
[340670,1.5,10,0.15925946424618115]
[340670,2,10,0.21197697586893965]
[340670,3,10,0.31638808943989383]
[343002,0.1,0.5,0.15724553224553223]
[343002,0.2,0.5,0.28224553224553223]
[343002,0.4,0.5,0.47008547008547003]
[343002,0.6,0.5,0.61120823620823617]
[343002,0.8,0.5,0.71707459207459201]
[343002,1,0.5,0.79428904428904423]
[343002,1.25,0.5,0.86062548562548558]
[343002,1.5,0.5,0.90540015540015539]
[343002,2,0.5,0.95697358197358195]
[343002,3,0.5,0.99077311577311566]
[343002,0.1,0.75,0.13490675990675985]
[343002,0.2,0.75,0.24728049728049722]
[343002,0.4,0.75,0.42404817404817402]
[343002,0.6,0.75,0.5589549339549339]
[343002,0.8,0.75,0.6645299145299145]
[343002,1,0.75,0.74650349650349657]
[343002,1.25,0.75,0.81973581973581977]
[343002,1.5,0.75,0.87053224553224551]
[343002,2,0.75,0.93444055944055937]
[343002,3,0.75,0.98261460761460762]
[343002,0.1,1,0.11897824397824396]
[343002,0.2,1,0.22193084693084697]
[343002,0.4,1,0.38995726495726496]
[343002,0.6,1,0.52185314685314677]
[343002,0.8,1,0.62674825174825177]
[343002,1,1,0.71134421134421133]
[343002,1.25,1,0.78933566433566427]
[343002,1.5,1,0.84537684537684532]
[343002,2,1,0.91627816627816627]
[343002,3,1,0.97639860139860135]
[343002,0.1,2,8.0905205905205932E-2]
[343002,0.2,2,0.15724553224553223]
[343002,0.4,2,0.29331779331779329]
[343002,0.6,2,0.40841103341103335]
[343002,0.8,2,0.50786713286713281]
[343002,1,2,0.59566822066822067]
[343002,1.25,2,0.68764568764568756]
[343002,1.5,2,0.76019813519813528]
[343002,2,2,0.85538073038073026]
[343002,3,2,0.94871794871794868]
[343002,0.1,3,6.0703185703185704E-2]
[343002,0.2,3,0.11965811965811959]
[343002,0.4,3,0.23018648018648014]
[343002,0.6,3,0.33090520590520583]
[343002,0.8,3,0.42142579642579642]
[343002,1,3,0.50310800310800308]
[343002,1.25,3,0.59430846930846937]
[343002,1.5,3,0.67414529914529908]
[343002,2,3,0.79516317016317017]
[343002,3,3,0.921037296037296]
[343002,0.1,5,4.0695415695415571E-2]
[343002,0.2,5,8.0031080031080018E-2]
[343002,0.4,5,0.15802253302253291]
[343002,0.6,5,0.23290598290598288]
[343002,0.8,5,0.30487567987567982]
[343002,1,5,0.37266899766899769]
[343002,1.25,5,0.45124320124320116]
[343002,1.5,5,0.52525252525252519]
[343002,2,5,0.66113053613053607]
[343002,3,5,0.84120046620046618]
[343002,0.1,10,2.253302253302247E-2]
[343002,0.2,10,4.3900543900543897E-2]
[343002,0.4,10,8.6635586635586584E-2]
[343002,0.6,10,0.12927350427350423]
[343002,0.8,10,0.17191142191142189]
[343002,1,10,0.21425796425796423]
[343002,1.25,10,0.26670551670551668]
[343002,1.5,10,0.31895881895881895]
[343002,2,10,0.41851204351204346]
[343002,3,10,0.59906759906759899]
[343281,0.1,0.5,0.1331195924283016]
[343281,0.2,0.5,0.24410382537660855]
[343281,0.4,0.5,0.4250955246168035]
[343281,0.6,0.5,0.56383679564319911]
[343281,0.8,0.5,0.67016557600245952]
[343281,1,0.5,0.75128464139839257]
[343281,1.25,0.5,0.82462997935789895]
[343281,1.5,0.5,0.8762791514778866]
[343281,2,0.5,0.93675611577144358]
[343281,3,0.5,0.9782599147964337]
[343281,0.1,0.75,0.11177478150116379]
[343281,0.2,0.75,0.20817778558566466]
[343281,0.4,0.75,0.3721287715753876]
[343281,0.6,0.75,0.50353550880583242]
[343281,0.8,0.75,0.60810751460318857]
[343281,1,0.75,0.69269620975888269]
[343281,1.25,0.75,0.77469366243576798]
[343281,1.5,0.75,0.8322719487021828]
[343281,2,0.75,0.90746189995168869]
[343281,3,0.75,0.96793886424524567]
[343281,0.1,1,9.6754358996881701E-2]
[343281,0.2,1,0.18248495761781361]
[343281,0.4,1,0.33211823092801607]
[343281,0.6,1,0.45641003118274842]
[343281,0.8,1,0.55957661733058095]
[343281,1,1,0.64442882867056084]
[343281,1.25,1,0.73196012121744469]
[343281,1.5,1,0.79775132856076236]
[343281,2,1,0.88282313672098034]
[343281,3,1,0.95766173305810542]
[343281,0.1,2,6.3156045500461111E-2]
[343281,0.2,2,0.12227150950854228]
[343281,0.4,2,0.2324212745399446]
[343281,0.6,2,0.33233782774825416]
[343281,0.8,2,0.42465633097632743]
[343281,1,2,0.50538012209583205]
[343281,1.25,2,0.59163775308533528]
[343281,1.5,2,0.66652026878650794]
[343281,2,2,0.7859809389960033]
[343281,3,2,0.91194167508454482]
[343281,0.1,3,4.6466687162369888E-2]
[343281,0.2,3,9.0517809302121305E-2]
[343281,0.4,3,0.17602881110281521]
[343281,0.6,3,0.25675260222231983]
[343281,0.8,3,0.33277702138873022]
[343281,1,3,0.40432166542228459]
[343281,1.25,3,0.48851508630155027]
[343281,1.5,3,0.56295840836224686]
[343281,2,3,0.68285827221221829]
[343281,3,3,0.85590056655979629]
[343281,0.1,5,3.0436119284992659E-2]
[343281,0.2,5,5.9598577012604834E-2]
[343281,0.4,5,0.11735254073521004]
[343281,0.6,5,0.17435987526900606]
[343281,0.8,5,0.22965435460494529]
[343281,1,5,0.28306030128683723]
[343281,1.25,5,0.34705081470420301]
[343281,1.5,5,0.40853792437085507]
[343281,2,5,0.52334314199130394]
[343281,3,5,0.71641266634459133]
[343281,0.1,10,1.6250164697615067E-2]
[343281,0.2,10,3.1534103386182968E-2]
[343281,0.4,10,6.2101980763318458E-2]
[343281,0.6,10,9.2625938776406444E-2]
[343281,0.8,10,0.12314989678949444]
[343281,1,10,0.15371777416663007]
[343281,1.25,10,0.19162018533971628]
[343281,1.5,10,0.22934691905661198]
[343281,2,10,0.3040976766656418]
[343281,3,10,0.44916333611489301]
[343304,0.1,0.5,0.14601978332548279]
[343304,0.2,0.5,0.26411412421775121]
[343304,0.4,0.5,0.45441087409999326]
[343304,0.6,0.5,0.60043065742547619]
[343304,0.8,0.5,0.70890249646726333]
[343304,1,0.5,0.78904515173945233]
[343304,1.25,0.5,0.85828679092927795]
[343304,1.5,0.5,0.90518807617253205]
[343304,2,0.5,0.95585761388870194]
[343304,3,0.5,0.98977188614494316]
[343304,0.1,0.75,0.12374671960164191]
[343304,0.2,0.75,0.22764282349774584]
[343304,0.4,0.75,0.39950205235179337]
[343304,0.6,0.75,0.53912926451786558]
[343304,0.8,0.75,0.65049458313707031]
[343304,1,0.75,0.73447278110490544]
[343304,1.25,0.75,0.81279860036336726]
[343304,1.5,0.75,0.86898593634344934]
[343304,2,0.75,0.93519951551039637]
[343304,3,0.75,0.9836484758764551]
[343304,0.1,1,0.10786622703721159]
[343304,0.2,1,0.20126505618733606]
[343304,0.4,1,0.35973353071798669]
[343304,0.6,1,0.49263172061099525]
[343304,0.8,1,0.60386245878473854]
[343304,1,1,0.69282013323464098]
[343304,1.25,1,0.7761254289751699]
[343304,1.5,1,0.83695579032366596]
[343304,2,1,0.91507973891393579]
[343304,3,1,0.97678487315793006]
[343304,0.1,2,7.0722024089899749E-2]
[343304,0.2,2,0.13727205437050002]
[343304,0.4,2,0.25758697261287944]
[343304,0.6,2,0.36767377700020187]
[343304,0.8,2,0.46733059686427564]
[343304,1,2,0.5558172397550637]
[343304,1.25,2,0.65062916358253142]
[343304,1.5,2,0.73016620685014466]
[343304,2,2,0.84119507435569618]
[343304,3,2,0.9420631182289213]
[343304,0.1,3,5.2217212838974479E-2]
[343304,0.2,3,0.10261758966422181]
[343304,0.4,3,0.19904447883722495]
[343304,0.6,3,0.28981898930085459]
[343304,0.8,3,0.37675795706883791]
[343304,1,3,0.45737164390014134]
[343304,1.25,3,0.54841531525469345]
[343304,1.5,3,0.6280869389677679]
[343304,2,3,0.75634210349236253]
[343304,3,3,0.90693762196352878]
[343304,0.1,5,3.4385303815355699E-2]
[343304,0.2,5,6.7559383621559874E-2]
[343304,0.4,5,0.13289818989300864]
[343304,0.6,5,0.19682390148711396]
[343304,0.8,5,0.25994213040845171]
[343304,1,5,0.32225287665702185]
[343304,1.25,5,0.39889644034721761]
[343304,1.5,5,0.47062781777807688]
[343304,2,5,0.59679698539802162]
[343304,3,5,0.788910571293991]
[343304,0.1,10,1.9043133032770422E-2]
[343304,0.2,10,3.687504205638921E-2]
[343304,0.4,10,7.2740730771818932E-2]
[343304,0.6,10,0.10860641948724854]
[343304,0.8,10,0.14413565708902504]
[343304,1,10,0.17966489469080141]
[343304,1.25,10,0.22400915147029141]
[343304,1.5,10,0.26781508646793623]
[343304,2,10,0.35495592490411143]
[343304,3,10,0.52210483816701436]
[344865,0.1,0.5,0.12155858731105113]
[344865,0.2,0.5,0.22786097569529698]
[344865,0.4,0.5,0.40791919475327043]
[344865,0.6,0.5,0.5509767474485322]
[344865,0.8,0.5,0.66229439203170481]
[344865,1,0.5,0.74832532529021856]
[344865,1.25,0.5,0.82635990600778586]
[344865,1.5,0.5,0.88040542910251463]
[344865,2,0.5,0.93985199733454916]
[344865,3,0.5,0.98018447725598845]
[344865,0.1,0.75,0.10012976537018203]
[344865,0.2,0.75,0.18931715357906931]
[344865,0.4,0.75,0.34731525970609906]
[344865,0.6,0.75,0.47971100901343244]
[344865,0.8,0.75,0.58959071300810151]
[344865,1,0.75,0.67919896187703854]
[344865,1.25,0.75,0.76498439308385646]
[344865,1.5,0.75,0.82902535685476797]
[344865,2,0.75,0.91161926138954164]
[344865,3,0.75,0.9707501841265388]
[344865,0.1,1,8.561007259846394E-2]
[344865,0.2,1,0.16290814716094423]
[344865,0.4,1,0.30280924490583244]
[344865,0.6,1,0.42457826254690845]
[344865,0.8,1,0.53017921649773792]
[344865,1,1,0.61985760881001639]
[344865,1.25,1,0.7125521691859853]
[344865,1.5,1,0.78308140146599803]
[344865,2,1,0.87893241679234024]
[344865,3,1,0.96184196682215128]
[344865,0.1,2,5.3975379651387136E-2]
[344865,0.2,2,0.10496966296075481]
[344865,0.4,2,0.20113632378213456]
[344865,0.6,2,0.29106021814610888]
[344865,0.8,2,0.37463613088766534]
[344865,1,2,0.45344228948199072]
[344865,1.25,2,0.5421737453091573]
[344865,1.5,2,0.62024339774839554]
[344865,2,2,0.74811489496019368]
[344865,3,2,0.8999053063514888]
[344865,0.1,3,3.9069897941289962E-2]
[344865,0.2,3,7.6596640129063961E-2]
[344865,0.4,3,0.14912496054431321]
[344865,0.6,3,0.21867218461754298]
[344865,0.8,3,0.28509802546206997]
[344865,1,3,0.34910391751131065]
[344865,1.25,3,0.42577070108371617]
[344865,1.5,3,0.49717672640549926]
[344865,2,3,0.6222775576053029]
[344865,3,3,0.8114894960193596]
[344865,0.1,5,2.514642443797574E-2]
[344865,0.2,5,4.9416055834180982E-2]
[344865,0.4,5,9.7253884193175155E-2]
[344865,0.6,5,0.14417984778872797]
[344865,0.8,5,0.19050959211587704]
[344865,1,5,0.23638340406130542]
[344865,1.25,5,0.29256830217795399]
[344865,1.5,5,0.34703468593273251]
[344865,2,5,0.45207449233682889]
[344865,3,5,0.63388629747834324]
[344865,0.1,10,1.367797145161858E-2]
[344865,0.2,10,2.6409006418125068E-2]
[344865,0.4,10,5.1976291516150623E-2]
[344865,0.6,10,7.754357661417606E-2]
[344865,0.8,10,0.1030407182688599]
[344865,1,10,0.12853785992354375]
[344865,1.25,10,0.16027776803563287]
[344865,1.5,10,0.19180724581769723]
[344865,2,10,0.25462069933013015]
[344865,3,10,0.37912531126152987]
[345648,0.1,0.5,0.15417124992763273]
[345648,0.2,0.5,0.2781798182133966]
[345648,0.4,0.5,0.47090835407861986]
[345648,0.6,0.5,0.61089561743761944]
[345648,0.8,0.5,0.7142939848318185]
[345648,1,0.5,0.78880333468418917]
[345648,1.25,0.5,0.85520754935448395]
[345648,1.5,0.5,0.90181207665142127]
[345648,2,0.5,0.95322179123487527]
[345648,3,0.5,0.98813176634053157]
[345648,0.1,0.75,0.13072425172234117]
[345648,0.2,0.75,0.23985410756672257]
[345648,0.4,0.75,0.41735656805418858]
[345648,0.6,0.75,0.55508597232675283]
[345648,0.8,0.75,0.65987379146645053]
[345648,1,0.75,0.74046199270537827]
[345648,1.25,0.75,0.8152029178486655]
[345648,1.5,0.75,0.86846523475945114]
[345648,2,0.75,0.93220633358420657]
[345648,3,0.75,0.9789845423493313]
[345648,0.1,1,0.11387714930816885]
[345648,0.2,1,0.2121808603022057]
[345648,0.4,1,0.37746772419382851]
[345648,0.6,1,0.51114456087535454]
[345648,0.8,1,0.61703236264690553]
[345648,1,1,0.7015573438314131]
[345648,1.25,1,0.78214554507034095]
[345648,1.5,1,0.84183407630405838]
[345648,2,1,0.91553291263822156]
[345648,3,1,0.97209517744456675]
[345648,0.1,2,7.5030394256932753E-2]
[345648,0.2,2,0.14369246801366289]
[345648,0.4,2,0.26909048804492558]
[345648,0.6,2,0.38111503502576277]
[345648,0.8,2,0.47999768424709088]
[345648,1,2,0.56683841834076309]
[345648,1.25,2,0.65865802118913908]
[345648,1.5,2,0.73426735367336304]
[345648,2,2,0.84177618248132924]
[345648,3,2,0.94835871012562967]
[345648,0.1,3,5.5346494529033723E-2]
[345648,0.2,3,0.10762461645342442]
[345648,0.4,3,0.20644937185202333]
[345648,0.6,3,0.2983847623458577]
[345648,0.8,3,0.38464655821223875]
[345648,1,3,0.46309268801018938]
[345648,1.25,3,0.5537544144039831]
[345648,1.5,3,0.63393735888380709]
[345648,2,3,0.76008799861054821]
[345648,3,3,0.91119087593353787]
[345648,0.1,5,3.5720488623863886E-2]
[345648,0.2,5,7.0167313147687121E-2]
[345648,0.4,5,0.13743993515891859]
[345648,0.6,5,0.20332310542465121]
[345648,0.8,5,0.26816418688125976]
[345648,1,5,0.33028425866959998]
[345648,1.25,5,0.40253574943553522]
[345648,1.5,5,0.47056099114224514]
[345648,2,5,0.59694320615990271]
[345648,3,5,0.79962947953453367]
[345648,0.1,10,1.9047067677878806E-2]
[345648,0.2,10,3.6878365078446156E-2]
[345648,0.4,10,7.2483066056851675E-2]
[345648,0.6,10,0.10808776703525728]
[345648,0.8,10,0.14369246801366289]
[345648,1,10,0.17912348752388116]
[345648,1.25,10,0.22312279279800842]
[345648,1.5,10,0.26689052278121922]
[345648,2,10,0.35338389393851671]
[345648,3,10,0.51855497018468122]
[346661,0.1,0.5,0.11896583564173592]
[346661,0.2,0.5,0.2225300092336103]
[346661,0.4,0.5,0.39863342566943671]
[346661,0.6,0.5,0.54097876269621414]
[346661,0.8,0.5,0.65292705447830091]
[346661,1,0.5,0.73931671283471834]
[346661,1.25,0.5,0.81820867959372112]
[346661,1.5,0.5,0.87287165281625112]
[346661,2,0.5,0.93289012003693439]
[346661,3,0.5,0.97813481071098807]
[346661,0.1,0.75,9.8947368421052576E-2]
[346661,0.2,0.75,0.18666666666666662]
[346661,0.4,0.75,0.34197599261311173]
[346661,0.6,0.75,0.47287165281625115]
[346661,0.8,0.75,0.58253000923361031]
[346661,1,0.75,0.67080332409972299]
[346661,1.25,0.75,0.7572668513388735]
[346661,1.5,0.75,0.82337950138504157]
[346661,2,0.75,0.90323176361957525]
[346661,3,0.75,0.96480147737765465]
[346661,0.1,1,8.4801477377654644E-2]
[346661,0.2,1,0.16166204986149582]
[346661,0.4,1,0.30068328716528159]
[346661,0.6,1,0.42179132040627887]
[346661,0.8,1,0.52742382271468147]
[346661,1,1,0.61761772853185604]
[346661,1.25,1,0.7062973222530009]
[346661,1.5,1,0.77721144967682365]
[346661,2,1,0.87361034164358264]
[346661,3,1,0.95239150507848558]
[346661,0.1,2,5.3739612188365586E-2]
[346661,0.2,2,0.10481994459833799]
[346661,0.4,2,0.2017728531855956]
[346661,0.6,2,0.29266851338873501]
[346661,0.8,2,0.37850415512465369]
[346661,1,2,0.45817174515235454]
[346661,1.25,2,0.5479963065558634]
[346661,1.5,2,0.62766389658356414]
[346661,2,2,0.75198522622345332]
[346661,3,2,0.89337026777469986]
[346661,0.1,3,3.8485687903970382E-2]
[346661,0.2,3,7.5789473684210518E-2]
[346661,0.4,3,0.14821791320406272]
[346661,0.6,3,0.21824561403508769]
[346661,0.8,3,0.28657433056325027]
[346661,1,3,0.35316712834718367]
[346661,1.25,3,0.43176361957525394]
[346661,1.5,3,0.50507848568790392]
[346661,2,3,0.63601108033240994]
[346661,3,3,0.81831948291782086]
[346661,0.1,5,2.4302862419205824E-2]
[346661,0.2,5,4.7830101569713693E-2]
[346661,0.4,5,9.4515235457063751E-2]
[346661,0.6,5,0.14072022160664815]
[346661,0.8,5,0.18670360110803325]
[346661,1,5,0.23239150507848563]
[346661,1.25,5,0.28875346260387802]
[346661,1.5,5,0.34389658356417357]
[346661,2,5,0.45082179132040628]
[346661,3,5,0.64428439519852265]
[346661,0.1,10,1.2779316712834722E-2]
[346661,0.2,10,2.4746075715604735E-2]
[346661,0.4,10,4.8753462603878125E-2]
[346661,0.6,10,7.2686980609418278E-2]
[346661,0.8,10,9.6546629732225331E-2]
[346661,1,10,0.12040627885503224]
[346661,1.25,10,0.1502493074792243]
[346661,1.5,10,0.18012927054478298]
[346661,2,10,0.23985226223453371]
[346661,3,10,0.35940904893813475]
[348497,0.1,0.5,0.11614823537107911]
[348497,0.2,0.5,0.22055408366859655]
[348497,0.4,0.5,0.40287181500016356]
[348497,0.6,0.5,0.54898112713832459]
[348497,0.8,0.5,0.6646714421221338]
[348497,1,0.5,0.75295195106793578]
[348497,1.25,0.5,0.83204134366925075]
[348497,1.5,0.5,0.8855199031825467]
[348497,2,0.5,0.94606352009943406]
[348497,3,0.5,0.99165930723187135]
[348497,0.1,0.75,9.3873679390311743E-2]
[348497,0.2,0.75,0.17970104340431098]
[348497,0.4,0.75,0.33526314067968471]
[348497,0.6,0.75,0.46770025839793278]
[348497,0.8,0.75,0.57926928989631377]
[348497,1,0.75,0.67235796290844863]
[348497,1.25,0.75,0.76364766297059505]
[348497,1.5,0.75,0.83053674811107836]
[348497,2,0.75,0.91099990187420277]
[348497,3,0.75,0.97828149020377453]
[348497,0.1,1,7.9481895790403281E-2]
[348497,0.2,1,0.15317436954175251]
[348497,0.4,1,0.2893075589572498]
[348497,0.6,1,0.40892290583194318]
[348497,0.8,1,0.51401563471036538]
[348497,1,1,0.60520720897523961]
[348497,1.25,1,0.70110882150917486]
[348497,1.5,1,0.77797402937232196]
[348497,2,1,0.87819317698622967]
[348497,3,1,0.96189448205933348]
[348497,0.1,2,4.9095607235142155E-2]
[348497,0.2,2,9.6032446930297971E-2]
[348497,0.4,2,0.18581755143427209]
[348497,0.6,2,0.26991135969646418]
[348497,0.8,2,0.34913158669414185]
[348497,1,2,0.424034278611847]
[348497,1.25,2,0.51002518562129984]
[348497,1.5,2,0.58901645242534273]
[348497,2,2,0.72210774212540474]
[348497,3,2,0.89202891440159615]
[348497,0.1,3,3.5161744022503494E-2]
[348497,0.2,3,6.9244104275013929E-2]
[348497,0.4,3,0.135740686226409]
[348497,0.6,3,0.20050371242599677]
[348497,0.8,3,0.26212671311287733]
[348497,1,3,0.32178719785431592]
[348497,1.25,3,0.39394236744840222]
[348497,1.5,3,0.46302292872796252]
[348497,2,3,0.58672685048899365]
[348497,3,3,0.78503908677591339]
[348497,0.1,5,2.2438098976220847E-2]
[348497,0.2,5,4.3960357177902108E-2]
[348497,0.4,5,8.7004873581264519E-2]
[348497,0.6,5,0.12952605239917578]
[348497,0.8,5,0.17178556242436133]
[348497,1,5,0.21388152945409353]
[348497,1.25,5,0.2653975730219475]
[348497,1.5,5,0.31524547803617575]
[348497,2,5,0.41117979916920161]
[348497,3,5,0.58751185686717033]
[348497,0.1,10,1.2004055866287276E-2]
[348497,0.2,10,2.3157688156216334E-2]
[348497,0.4,10,4.5530369934255695E-2]
[348497,0.6,10,6.7903051712295173E-2]
[348497,0.8,10,9.0275733490334659E-2]
[348497,1,10,0.1126157066692834]
[348497,1.25,10,0.14061426749092334]
[348497,1.5,10,0.16848199391620056]
[348497,2,10,0.22415202956857364]
[348497,3,10,0.33421646550878226]
[348992,0.1,0.5,0.1156162580220504]
[348992,0.2,0.5,0.21780483791344418]
[348992,0.4,0.5,0.39555701826559164]
[348992,0.6,0.5,0.54079315451703147]
[348992,0.8,0.5,0.65443475399045581]
[348992,1,0.5,0.74207668257363835]
[348992,1.25,0.5,0.8223136415994734]
[348992,1.5,0.5,0.87822938950139873]
[348992,2,0.5,0.94293236794470958]
[348992,3,0.5,0.98637485601448083]
[348992,0.1,0.75,9.4191212769458674E-2]
[348992,0.2,0.75,0.17906861938456484]
[348992,0.4,0.75,0.332236300806319]
[348992,0.6,0.75,0.46361691624156665]
[348992,0.8,0.75,0.57640283034391981]
[348992,1,0.75,0.66703965772585161]
[348992,1.25,0.75,0.75810432779331915]
[348992,1.5,0.75,0.82629586967253588]
[348992,2,0.75,0.90893532993253257]
[348992,3,0.75,0.9756129669244693]
[348992,0.1,1,7.938127365476394E-2]
[348992,0.2,1,0.1521145301958203]
[348992,0.4,1,0.28655586638143821]
[348992,0.6,1,0.40697712687181181]
[348992,0.8,1,0.51341122264275141]
[348992,1,1,0.60467335856508142]
[348992,1.25,1,0.69965443475399047]
[348992,1.5,1,0.77528385716636505]
[348992,2,1,0.87684712851736046]
[348992,3,1,0.96346881685041963]
[348992,0.1,2,4.8412045417146617E-2]
[348992,0.2,2,9.4125390817837842E-2]
[348992,0.4,2,0.18226098403817673]
[348992,0.6,2,0.26713839065328288]
[348992,0.8,2,0.34826394602599969]
[348992,1,2,0.42405792331742637]
[348992,1.25,2,0.51061378969886462]
[348992,1.5,2,0.5886786243212111]
[348992,2,2,0.72522626295869674]
[348992,3,2,0.88675333223630082]
[348992,0.1,3,3.4359058746091839E-2]
[348992,0.2,3,6.7302945532335082E-2]
[348992,0.4,3,0.13177554714497289]
[348992,0.6,3,0.1950304426526247]
[348992,0.8,3,0.25667270034556533]
[348992,1,3,0.31673523119960512]
[348992,1.25,3,0.38897482310350506]
[348992,1.5,3,0.45654105644232351]
[348992,2,3,0.58005594865887766]
[348992,3,3,0.77952937304591075]
[348992,0.1,5,2.1523778180023035E-2]
[348992,0.2,5,4.2191870988974825E-2]
[348992,0.4,5,8.3133124897153188E-2]
[348992,0.6,5,0.12371235807141683]
[348992,0.8,5,0.16399539246338654]
[348992,1,5,0.20401513904887283]
[348992,1.25,5,0.25374362349843677]
[348992,1.5,5,0.30258351160111907]
[348992,2,5,0.39842027316109924]
[348992,3,5,0.57607372058581541]
[348992,0.1,10,1.1321375678788916E-2]
[348992,0.2,10,2.1787065986506583E-2]
[348992,0.4,10,4.2850090505183583E-2]
[348992,0.6,10,6.3814382096429159E-2]
[348992,0.8,10,8.4811584663485332E-2]
[348992,1,10,0.10580878723054138]
[348992,1.25,10,0.13207174592726678]
[348992,1.5,10,0.15836761559980256]
[348992,2,10,0.21102517689649505]
[348992,3,10,0.31634029948987991]
[350328,0.1,0.5,3.9982590460363503E-2]
[350328,0.2,0.5,7.5632579579401366E-2]
[350328,0.4,0.5,0.14018636120838029]
[350328,0.6,0.5,0.19686628286545196]
[350328,0.8,0.5,0.24701762715888179]
[350328,1,0.5,0.29204502740024141]
[350328,1.25,0.5,0.34031693275565311]
[350328,1.5,0.5,0.38293073772924208]
[350328,2,0.5,0.45723781826814647]
[350328,3,0.5,0.57603814271865783]
[350328,0.1,0.75,3.0011672304983403E-2]
[350328,0.2,0.75,5.7273428690129906E-2]
[350328,0.4,0.75,0.10740498941579114]
[350328,0.6,0.75,0.15209606900508429]
[350328,0.8,0.75,0.19265238293073772]
[350328,1,0.75,0.22919263259936287]
[350328,1.25,0.75,0.27158881832749709]
[350328,1.5,0.75,0.30975132055314852]
[350328,2,0.75,0.37327635665815972]
[350328,3,0.75,0.47561675272518644]
[350328,0.1,1,2.4314004787623387E-2]
[350328,0.2,1,4.6610085662848334E-2]
[350328,0.4,1,8.8432547925692898E-2]
[350328,0.6,1,0.125843274576137]
[350328,0.8,1,0.16056343601005005]
[350328,1,1,0.19237541298197711]
[350328,1.25,1,0.2286980434051476]
[350328,1.5,1,0.2624883771539358]
[350328,2,1,0.32185886402753872]
[350328,3,1,0.41300176073753136]
[350328,0.1,2,1.4006765980176835E-2]
[350328,0.2,2,2.7321107088452336E-2]
[350328,0.4,2,5.2881476645498145E-2]
[350328,0.6,2,7.691851148436106E-2]
[350328,0.8,2,9.9610263714958291E-2]
[350328,1,2,0.12109521831167024]
[350328,1.25,2,0.14606208083565783]
[350328,1.5,2,0.16986171286129739]
[350328,2,2,0.21427582250182992]
[350328,3,2,0.29010623775891736]
[350328,0.1,3,9.8126496132311548E-3]
[350328,0.2,3,1.9368112845470537E-2]
[350328,0.4,3,3.7944882980196638E-2]
[350328,0.6,3,5.5947929649632938E-2]
[350328,0.8,3,7.3357469286011015E-2]
[350328,1,3,8.989653194057011E-2]
[350328,1.25,3,0.10968009970918149]
[350328,1.5,3,0.12879102617366012]
[350328,2,3,0.16452014956377226]
[350328,3,3,0.22879696124399071]
[350328,0.1,5,6.0537717371950345E-3]
[350328,0.2,5,1.2067976338852938E-2]
[350328,0.4,5,2.4056818406631333E-2]
[350328,0.6,5,3.5907175500029635E-2]
[350328,0.8,5,4.7678398322353391E-2]
[350328,1,5,5.9330919738065473E-2]
[350328,1.25,5,7.3713573505846036E-2]
[350328,1.5,5,8.7799473757097263E-2]
[350328,2,5,0.11498209587116937]
[350328,3,5,0.16578629790096339]
[350328,0.1,10,3.0664530041346477E-3]
[350328,0.2,10,6.0933388727323059E-3]
[350328,0.4,10,1.2186677745464612E-2]
[350328,0.6,10,1.8260233050428211E-2]
[350328,0.8,10,2.4353571923160518E-2]
[350328,1,10,3.0446910795892821E-2]
[350328,1.25,10,3.8043800819039603E-2]
[350328,1.5,10,4.566047440995509E-2]
[350328,2,10,6.0893821591785781E-2]
[350328,3,10,9.1340732387678744E-2]
[352697,0.1,0.5,4.8973098883617977E-2]
[352697,0.2,0.5,9.4082890662727736E-2]
[352697,0.4,0.5,0.17265573956765054]
[352697,0.6,0.5,0.2387580603925803]
[352697,0.8,0.5,0.29662244695054407]
[352697,1,0.5,0.34727153935744115]
[352697,1.25,0.5,0.40257932562565701]
[352697,1.5,0.5,0.44981961764622341]
[352697,2,0.5,0.5232792659716502]
[352697,3,0.5,0.63474703860466442]
[352697,0.1,0.75,3.6871857512143898E-2]
[352697,0.2,0.75,7.1272334744197946E-2]
[352697,0.4,0.75,0.13297162173678392]
[352697,0.6,0.75,0.18748402124818911]
[352697,0.8,0.75,0.23506519330738862]
[352697,1,0.75,0.27849899156321906]
[352697,1.25,0.75,0.32690395704911518]
[352697,1.5,0.75,0.36962758855779343]
[352697,2,0.75,0.44263273016504284]
[352697,3,0.75,0.54782262875323129]
[352697,0.1,1,3.0054256739482425E-2]
[352697,0.2,1,5.8205266596596861E-2]
[352697,0.4,1,0.10979177910973502]
[352697,0.6,1,0.15600943101440229]
[352697,0.8,1,0.19776723574695346]
[352697,1,1,0.23543448001590783]
[352697,1.25,1,0.27895349828139654]
[352697,1.5,1,0.31792744936511103]
[352697,2,1,0.3849387836263955]
[352697,3,1,0.48933329545777354]
[352697,0.1,2,1.7810982018578031E-2]
[352697,0.2,2,3.4911797290003869E-2]
[352697,0.4,2,6.7011334261284597E-2]
[352697,0.6,2,9.6809930971792205E-2]
[352697,0.8,2,0.12481890747947623]
[352697,1,2,0.15075419708547572]
[352697,1.25,2,0.18154702724199645]
[352697,1.5,2,0.21120359060307364]
[352697,2,2,0.26367070988268054]
[352697,3,2,0.35193023321875982]
[352697,0.1,3,1.2896628128284538E-2]
[352697,0.2,3,2.536715620827772E-2]
[352697,0.4,3,4.9399198931909333E-2]
[352697,0.6,3,7.2238161520325153E-2]
[352697,0.8,3,9.3912450643411194E-2]
[352697,1,3,0.11445047297105369]
[352697,1.25,3,0.13882339573331828]
[352697,1.5,3,0.16169076499162013]
[352697,2,3,0.20520978325710887]
[352697,3,3,0.28358378547282909]
[352697,0.1,5,8.4367809561686248E-3]
[352697,0.2,5,1.6731528562906731E-2]
[352697,0.4,5,3.2980143737749656E-2]
[352697,0.6,5,4.8887878873959706E-2]
[352697,0.8,5,6.43695139618784E-2]
[352697,1,5,7.9425049001505738E-2]
[352697,1.25,5,9.7662131068374916E-2]
[352697,1.5,5,0.11552992642672509]
[352697,2,5,0.14910661023208255]
[352697,3,5,0.21020935715706052]
[352697,0.1,10,4.516660511888362E-3]
[352697,0.2,10,8.976507684004275E-3]
[352697,0.4,10,1.7896202028236302E-2]
[352697,0.6,10,2.6787489702582306E-2]
[352697,0.8,10,3.5593557367269837E-2]
[352697,1,10,4.442803170184359E-2]
[352697,1.25,10,5.5449819617646369E-2]
[352697,1.5,10,6.647160753344894E-2]
[352697,2,10,8.8515183365054095E-2]
[352697,3,10,0.13200579496065681]
[353232,0.1,0.5,8.440090429540309E-2]
[353232,0.2,0.5,0.15942393033576152]
[353232,0.4,0.5,0.2862764799464122]
[353232,0.6,0.5,0.39428954199112448]
[353232,0.8,0.5,0.48304446119065558]
[353232,1,0.5,0.55555555555555558]
[353232,1.25,0.5,0.62840157414385001]
[353232,1.5,0.5,0.68659465795863683]
[353232,2,0.5,0.77066063803064566]
[353232,3,0.5,0.88043205224817889]
[353232,0.1,0.75,6.5812609897010765E-2]
[353232,0.2,0.75,0.12551285271707266]
[353232,0.4,0.75,0.22900443774595994]
[353232,0.6,0.75,0.31851293644812867]
[353232,0.8,0.75,0.39772251528091773]
[353232,1,0.75,0.46487482207150632]
[353232,1.25,0.75,0.5369672611571632]
[353232,1.5,0.75,0.59809093192665164]
[353232,2,0.75,0.69337687348237453]
[353232,3,0.75,0.81051662061458596]
[353232,0.1,1,5.5011303692539565E-2]
[353232,0.2,1,0.1052499372017081]
[353232,0.4,1,0.19417231851293637]
[353232,0.6,1,0.27204220045214761]
[353232,0.8,1,0.34112032152725447]
[353232,1,1,0.40283010968768318]
[353232,1.25,1,0.47023360964581762]
[353232,1.5,1,0.52784057606966417]
[353232,2,1,0.62647575985933179]
[353232,3,1,0.75818471070920201]
[353232,0.1,2,3.4999581344720698E-2]
[353232,0.2,2,6.7654693125680301E-2]
[353232,0.4,2,0.12676881855480193]
[353232,0.6,2,0.18161266013564437]
[353232,0.8,2,0.23302352842669341]
[353232,1,2,0.2796617265343716]
[353232,1.25,2,0.33291467805409025]
[353232,1.5,2,0.38047391777610312]
[353232,2,2,0.46571213262999245]
[353232,3,2,0.60144017416059614]
[353232,0.1,3,2.6626475759859301E-2]
[353232,0.2,3,5.1662061458594921E-2]
[353232,0.4,3,9.7128024784392544E-2]
[353232,0.6,3,0.13957967009963995]
[353232,0.8,3,0.18018923218621782]
[353232,1,3,0.21887297998827757]
[353232,1.25,3,0.26475759859331821]
[353232,1.5,3,0.30695805074101989]
[353232,2,3,0.38357196684250183]
[353232,3,3,0.51126182701163858]
[353232,0.1,5,1.8337101230846472E-2]
[353232,0.2,5,3.6088085070752673E-2]
[353232,0.4,5,6.8659465795863711E-2]
[353232,0.6,5,9.9137570124759211E-2]
[353232,0.8,5,0.12869463283932003]
[353232,1,5,0.15724692288369757]
[353232,1.25,5,0.19216277317256972]
[353232,1.5,5,0.22573892656786401]
[353232,2,5,0.28878841162187052]
[353232,3,5,0.4024951854642887]
[353232,0.1,10,1.0298919869379497E-2]
[353232,0.2,10,2.0346646571213291E-2]
[353232,0.4,10,4.0525831030729299E-2]
[353232,0.6,10,6.0453822322699455E-2]
[353232,0.8,10,8.0130620447123754E-2]
[353232,1,10,9.9472494348153639E-2]
[353232,1.25,10,0.12333584526500871]
[353232,1.5,10,0.14652934773507495]
[353232,2,10,0.19140919366993214]
[353232,3,10,0.27874068492003673]
[354321,0.1,0.5,0.100036509675064]
[354321,0.2,0.5,0.19325788000486807]
[354321,0.4,0.5,0.34599002068881596]
[354321,0.6,0.5,0.47073141049044664]
[354321,0.8,0.5,0.57417548983814037]
[354321,1,0.5,0.65498357064622126]
[354321,1.25,0.5,0.73445296336862598]
[354321,1.5,0.5,0.79347693805525132]
[354321,2,0.5,0.87343312644517468]
[354321,3,0.5,0.94766946574175492]
[354321,0.1,0.75,7.8982597054886319E-2]
[354321,0.2,0.75,0.15321893635146649]
[354321,0.4,0.75,0.28002920774005113]
[354321,0.6,0.75,0.38724595351101376]
[354321,0.8,0.75,0.47973713033953996]
[354321,1,0.75,0.56066691006450053]
[354321,1.25,0.75,0.64354387245953515]
[354321,1.5,0.75,0.71157356699525376]
[354321,2,0.75,0.80917609833272486]
[354321,3,0.75,0.91006450042594622]
[354321,0.1,1,6.5960812948764838E-2]
[354321,0.2,1,0.12863575514177927]
[354321,0.4,1,0.2387732749178533]
[354321,0.6,1,0.33369843008397232]
[354321,0.8,1,0.41779238164780341]
[354321,1,1,0.49263721552878187]
[354321,1.25,1,0.57356699525374233]
[354321,1.5,1,0.64317877570889614]
[354321,2,1,0.74796154314226604]
[354321,3,1,0.87562370694900815]
[354321,0.1,2,4.125593282219793E-2]
[354321,0.2,2,8.1051478641840133E-2]
[354321,0.4,2,0.15419252768650363]
[354321,0.6,2,0.2210052330534259]
[354321,0.8,2,0.28392357308019961]
[354321,1,2,0.34233905318242674]
[354321,1.25,2,0.4090300596324693]
[354321,1.5,2,0.46939272240477059]
[354321,2,2,0.57648776925885359]
[354321,3,2,0.73469636120238535]
[354321,0.1,3,3.0789825970548874E-2]
[354321,0.2,3,6.0606060606060629E-2]
[354321,0.4,3,0.11634416453693566]
[354321,0.6,3,0.16867469879518074]
[354321,0.8,3,0.21784106121455529]
[354321,1,3,0.26420834854569797]
[354321,1.25,3,0.32006815139345268]
[354321,1.5,3,0.3731288791529756]
[354321,2,3,0.46939272240477059]
[354321,3,3,0.6266277230132653]
[354321,0.1,5,2.081051478641854E-2]
[354321,0.2,5,4.1134233905318354E-2]
[354321,0.4,5,8.0442984057441935E-2]
[354321,0.6,5,0.11804794937325065]
[354321,0.8,5,0.15407082876962405]
[354321,1,5,0.18899841791408065]
[354321,1.25,5,0.23098454423755635]
[354321,1.5,5,0.27163198247535597]
[354321,2,5,0.34878909577704764]
[354321,3,5,0.48752586101983691]
[354321,0.1,10,1.1561397103565855E-2]
[354321,0.2,10,2.2635998539612991E-2]
[354321,0.4,10,4.490690032858715E-2]
[354321,0.6,10,6.7177802117561206E-2]
[354321,0.8,10,8.9327004989655692E-2]
[354321,1,10,0.11135450894487049]
[354321,1.25,10,0.13849336740903015]
[354321,1.5,10,0.16526712912255087]
[354321,2,10,0.21857125471583305]
[354321,3,10,0.3226238286479251]
[354670,0.1,0.5,8.3256622685895482E-2]
[354670,0.2,0.5,0.15884218062800443]
[354670,0.4,0.5,0.28607957451160876]
[354670,0.6,0.5,0.39245167229211408]
[354670,0.8,0.5,0.47754935051651837]
[354670,1,0.5,0.55088472946711664]
[354670,1.25,0.5,0.62452695100746658]
[354670,1.5,0.5,0.68098598752173467]
[354670,2,0.5,0.76741331696839521]
[354670,3,0.5,0.87184207834714122]
[354670,0.1,0.75,6.5868875933312893E-2]
[354670,0.2,0.75,0.1268282704306023]
[354670,0.4,0.75,0.23146159353584936]
[354670,0.6,0.75,0.32167331492277795]
[354670,0.8,0.75,0.39828168149739179]
[354670,1,0.75,0.46394599570420375]
[354670,1.25,0.75,0.53441751048378849]
[354670,1.5,0.75,0.59619515188708183]
[354670,2,0.75,0.68845249053902013]
[354670,3,0.75,0.8099621560805973]
[354670,0.1,1,5.5640789608264164E-2]
[354670,0.2,1,0.10780402986601192]
[354670,0.4,1,0.19842487470594247]
[354670,0.6,1,0.27810166717807094]
[354670,0.8,1,0.34724353073539937]
[354670,1,1,0.40748695918993549]
[354670,1.25,1,0.47223074562749306]
[354670,1.5,1,0.52950802904776517]
[354670,2,1,0.62698169172547813]
[354670,3,1,0.75646926460059316]
[354670,0.1,2,3.5696021274419398E-2]
[354670,0.2,2,6.9857829600081814E-2]
[354670,0.4,2,0.13235143704612853]
[354670,0.6,2,0.18911731615014826]
[354670,0.8,2,0.24261020763015231]
[354670,1,2,0.29047765163137967]
[354670,1.25,2,0.34356141965838183]
[354670,1.5,2,0.39101974020660735]
[354670,2,2,0.47509460979850671]
[354670,3,2,0.60744604684463532]
[354670,0.1,3,2.6899867034877765E-2]
[354670,0.2,3,5.3083768027002168E-2]
[354670,0.4,3,0.1016671780709829]
[354670,0.6,3,0.1465684770379462]
[354670,0.8,3,0.1893218778766492]
[354670,1,3,0.2295182571340901]
[354670,1.25,3,0.27544236473355832]
[354670,1.5,3,0.31799120384576041]
[354670,2,3,0.39398588524087141]
[354670,3,3,0.51989362790221949]
[354670,0.1,5,1.8410555385087422E-2]
[354670,0.2,5,3.6411987317172947E-2]
[354670,0.4,5,7.0880638232586654E-2]
[354670,0.6,5,0.10371279533599258]
[354670,0.8,5,0.13531758208039263]
[354670,1,5,0.16528587501278508]
[354670,1.25,5,0.20067505369745312]
[354670,1.5,5,0.23453001943336396]
[354670,2,5,0.29978521018717391]
[354670,3,5,0.41188503630970641]
[354670,0.1,10,1.0534928914800018E-2]
[354670,0.2,10,2.0558453513347525E-2]
[354670,0.4,10,4.0912345300194192E-2]
[354670,0.6,10,6.1061675360539996E-2]
[354670,0.8,10,8.0904162831134163E-2]
[354670,1,10,0.10054208857522745]
[354670,1.25,10,0.12488493402884322]
[354670,1.5,10,0.14892093689270733]
[354670,2,10,0.19617469571443177]
[354670,3,10,0.2866932596911117]
[355429,0.1,0.5,7.9278294149808679E-2]
[355429,0.2,0.5,0.1483246114191987]
[355429,0.4,0.5,0.26806217292821999]
[355429,0.6,0.5,0.36546122002655629]
[355429,0.8,0.5,0.44388034054518477]
[355429,1,0.5,0.50902132312739212]
[355429,1.25,0.5,0.57509958603452316]
[355429,1.5,0.5,0.62914941810513159]
[355429,2,0.5,0.71303600718581583]
[355429,3,0.5,0.82894634070139817]
[355429,0.1,0.75,6.2094821526204928E-2]
[355429,0.2,0.75,0.11700382722799352]
[355429,0.4,0.75,0.21518394126376636]
[355429,0.6,0.75,0.29867999687573238]
[355429,0.8,0.75,0.36803874092009697]
[355429,1,0.75,0.42825900179645399]
[355429,1.25,0.75,0.49238459735999379]
[355429,1.5,0.75,0.5466687495118332]
[355429,2,0.75,0.63016480512379913]
[355429,3,0.75,0.75107396703897533]
[355429,0.1,1,5.2097164727017226E-2]
[355429,0.2,1,9.8726860891978518E-2]
[355429,0.4,1,0.1829258767476373]
[355429,0.6,1,0.25681480902913378]
[355429,0.8,1,0.31969069749277512]
[355429,1,1,0.37327188940092176]
[355429,1.25,1,0.43380457705225345]
[355429,1.5,1,0.48597984847301412]
[355429,2,1,0.57205342497852063]
[355429,3,1,0.69147855971256744]
[355429,0.1,2,3.3273451534796543E-2]
[355429,0.2,2,6.389127548230894E-2]
[355429,0.4,2,0.12114348199640709]
[355429,0.6,2,0.17370928688588613]
[355429,0.8,2,0.22112004998828408]
[355429,1,2,0.26392251815980639]
[355429,1.25,2,0.31172381473092253]
[355429,1.5,2,0.35452628290244481]
[355429,2,2,0.42888385534640322]
[355429,3,2,0.55151136452393978]
[355429,0.1,3,2.5150355385456607E-2]
[355429,0.2,3,4.866047020229642E-2]
[355429,0.4,3,9.3181285636179126E-2]
[355429,0.6,3,0.13512458017652115]
[355429,0.8,3,0.17441224712957903]
[355429,1,3,0.20963836600796695]
[355429,1.25,3,0.25134734046707802]
[355429,1.5,3,0.28961962040146838]
[355429,2,3,0.35585409669608692]
[355429,3,3,0.46731234866828086]
[355429,0.1,5,1.7339686011091253E-2]
[355429,0.2,5,3.3898305084745846E-2]
[355429,0.4,5,6.5531516050925595E-2]
[355429,0.6,5,9.5758806529719659E-2]
[355429,0.8,5,0.12504881668358983]
[355429,1,5,0.15308911973756156]
[355429,1.25,5,0.1862844645786145]
[355429,1.5,5,0.21729282199484495]
[355429,2,5,0.27524798875263617]
[355429,3,5,0.37452159650082023]
[355429,0.1,10,9.9976567991876993E-3]
[355429,0.2,10,1.9760993517144426E-2]
[355429,0.4,10,3.9131453565570663E-2]
[355429,0.6,10,5.8423806920253146E-2]
[355429,0.8,10,7.748184019370466E-2]
[355429,1,10,9.6305553385925211E-2]
[355429,1.25,10,0.11958134812153405]
[355429,1.5,10,0.14223228930719373]
[355429,2,10,0.18620635788487075]
[355429,3,10,0.26837459970319455]
[356546,0.1,0.5,8.7749782797567427E-2]
[356546,0.2,0.5,0.16346034504157878]
[356546,0.4,0.5,0.29440238302097566]
[356546,0.6,0.5,0.40623060692565477]
[356546,0.8,0.5,0.50229614000248235]
[356546,1,0.5,0.5817301725207894]
[356546,1.25,0.5,0.65893012287451902]
[356546,1.5,0.5,0.72049149807620705]
[356546,2,0.5,0.81581233709817547]
[356546,3,0.5,0.93397046046915722]
[356546,0.1,0.75,6.950477845351874E-2]
[356546,0.2,0.75,0.13106615365520666]
[356546,0.4,0.75,0.24003971701625917]
[356546,0.6,0.75,0.3356087873898474]
[356546,0.8,0.75,0.42050390964378809]
[356546,1,0.75,0.4953456621571305]
[356546,1.25,0.75,0.57266972818667006]
[356546,1.5,0.75,0.63410698771254803]
[356546,2,0.75,0.73302718133300238]
[356546,3,0.75,0.8628521782301104]
[356546,0.1,1,5.8334367630631823E-2]
[356546,0.2,1,0.11046295147077083]
[356546,0.4,1,0.20541144346530968]
[356546,0.6,1,0.28968598734020112]
[356546,0.8,1,0.36713416904555046]
[356546,1,1,0.43577013776840012]
[356546,1.25,1,0.51036365893012281]
[356546,1.5,1,0.57242149683505028]
[356546,2,1,0.66885937693930742]
[356546,3,1,0.808489512225394]
[356546,0.1,2,3.6490008688097368E-2]
[356546,0.2,2,7.0249472508377889E-2]
[356546,0.4,2,0.13392081419883339]
[356546,0.6,2,0.19312399156013405]
[356546,0.8,2,0.24885192999875894]
[356546,1,2,0.30160109221794718]
[356546,1.25,2,0.36204542633734649]
[356546,1.5,2,0.41814571180340082]
[356546,2,2,0.51495593893508762]
[356546,3,2,0.66079185801166684]
[356546,0.1,3,2.6933101650738551E-2]
[356546,0.2,3,5.2252699515948894E-2]
[356546,0.4,3,0.10127839146084158]
[356546,0.6,3,0.1481941169169666]
[356546,0.8,3,0.19287576020851435]
[356546,1,3,0.23569566836291422]
[356546,1.25,3,0.2853419386868562]
[356546,1.5,3,0.33138885441231236]
[356546,2,3,0.41653220801787272]
[356546,3,3,0.56162343303959295]
[356546,0.1,5,1.8120888668238896E-2]
[356546,0.2,5,3.5372967605808631E-2]
[356546,0.4,5,6.9380662777708837E-2]
[356546,0.6,5,0.1025195482189401]
[356546,0.8,5,0.13491373960531222]
[356546,1,5,0.16693558396425476]
[356546,1.25,5,0.20553555914111959]
[356546,1.5,5,0.24252203053245633]
[356546,2,5,0.31041330520044685]
[356546,3,5,0.4335360556038228]
[356546,0.1,10,9.9292540647883919E-3]
[356546,0.2,10,1.9486161102147202E-2]
[356546,0.4,10,3.859997517686483E-2]
[356546,0.6,10,5.7713789251582562E-2]
[356546,0.8,10,7.6951719002109981E-2]
[356546,1,10,9.6065533076827608E-2]
[356546,1.25,10,0.11989574283231974]
[356546,1.5,10,0.14372595258781187]
[356546,2,10,0.19101402507136658]
[356546,3,10,0.28397666625294776]
[356751,0.1,0.5,5.0962670413549495E-2]
[356751,0.2,0.5,9.6570842668894527E-2]
[356751,0.4,0.5,0.17852124710439363]
[356751,0.6,0.5,0.25086393498651877]
[356751,0.8,0.5,0.31375080697224006]
[356751,1,0.5,0.3677894656894391]
[356751,1.25,0.5,0.4253218395169559]
[356751,1.5,0.5,0.47449967721110392]
[356751,2,0.5,0.5547791744199293]
[356751,3,0.5,0.66847681616222987]
[356751,0.1,0.75,3.900049367713506E-2]
[356751,0.2,0.75,7.4393346751224693E-2]
[356751,0.4,0.75,0.13925492727756042]
[356751,0.6,0.75,0.19758477955417156]
[356751,0.8,0.75,0.24987658071621155]
[356751,1,0.75,0.29620628109216562]
[356751,1.25,0.75,0.34754870314814101]
[356751,1.5,0.75,0.39182774465499559]
[356751,2,0.75,0.46868947708198838]
[356751,3,0.75,0.58003265864124864]
[356751,0.1,1,3.1975088292256822E-2]
[356751,0.2,1,6.1215964759047524E-2]
[356751,0.4,1,0.11548247446170193]
[356751,0.6,1,0.16485018797706291]
[356751,0.8,1,0.21049633539665058]
[356751,1,1,0.25135761212167246]
[356751,1.25,1,0.29734553601944325]
[356751,1.5,1,0.33870048987961865]
[356751,2,1,0.40827099077203505]
[356751,3,1,0.5197660729882656]
[356751,0.1,2,1.9101507614020435E-2]
[356751,0.2,2,3.7253636121976158E-2]
[356751,0.4,2,7.1203432954847531E-2]
[356751,0.6,2,0.10298864542589146]
[356751,0.8,2,0.13321687616298938]
[356751,1,2,0.16215395131583943]
[356751,1.25,2,0.19602779782022556]
[356751,1.5,2,0.22754718414157132]
[356751,2,2,0.2826491474575627]
[356751,3,2,0.37751110773554092]
[356751,0.1,3,1.3747009455815834E-2]
[356751,0.2,3,2.7000341776478129E-2]
[356751,0.4,3,5.2443701819010244E-2]
[356751,0.6,3,7.6481980784566875E-2]
[356751,0.8,3,9.953290547981615E-2]
[356751,1,3,0.12174837656172861]
[356751,1.25,3,0.14863479284547898]
[356751,1.5,3,0.17396422739528347]
[356751,2,3,0.22135723237002991]
[356751,3,3,0.30307978582007361]
[356751,0.1,5,8.8102381042797755E-3]
[356751,0.2,5,1.7506550715831792E-2]
[356751,0.4,5,3.4519424296510046E-2]
[356751,0.6,5,5.1152546234762383E-2]
[356751,0.8,5,6.7557817187559335E-2]
[356751,1,5,8.3469411005202485E-2]
[356751,1.25,5,0.10276079444043594]
[356751,1.5,5,0.12136862491930271]
[356751,2,5,0.15725515512854588]
[356751,3,5,0.22416739452398127]
[356751,0.1,10,4.5949948733527771E-3]
[356751,0.2,10,9.0760642539777937E-3]
[356751,0.4,10,1.811415334371309E-2]
[356751,0.6,10,2.715224243344852E-2]
[356751,0.8,10,3.6152356358941186E-2]
[356751,1,10,4.5190445448676481E-2]
[356751,1.25,10,5.6469069228724356E-2]
[356751,1.5,10,6.7671742680287097E-2]
[356751,2,10,9.0153039911897576E-2]
[356751,3,10,0.13507765921087606]
[356845,0.1,0.5,8.7091290870912774E-2]
[356845,0.2,0.5,0.16878312168783111]
[356845,0.4,0.5,0.30676932306769322]
[356845,0.6,0.5,0.42225777422257776]
[356845,0.8,0.5,0.51584841515848412]
[356845,1,0.5,0.59424057594240576]
[356845,1.25,0.5,0.67323267673232678]
[356845,1.5,0.5,0.73272672732726729]
[356845,2,0.5,0.8177182281771822]
[356845,3,0.5,0.92240775922407758]
[356845,0.1,0.75,6.8093190680931823E-2]
[356845,0.2,0.75,0.13298670132986704]
[356845,0.4,0.75,0.24597540245975394]
[356845,0.6,0.75,0.3450654934506549]
[356845,0.8,0.75,0.43125687431256876]
[356845,1,0.75,0.5050494950504949]
[356845,1.25,0.75,0.58434156584341568]
[356845,1.5,0.75,0.64933506649335071]
[356845,2,0.75,0.74352564743525651]
[356845,3,0.75,0.86051394860513952]
[356845,0.1,1,5.6594340565943306E-2]
[356845,0.2,1,0.11128887111288867]
[356845,0.4,1,0.20877912208779115]
[356845,0.6,1,0.29517048295170473]
[356845,0.8,1,0.37276272372762725]
[356845,1,1,0.44295570442955706]
[356845,1.25,1,0.51894810518948098]
[356845,1.5,1,0.58434156584341568]
[356845,2,1,0.68643135686431356]
[356845,3,1,0.81081891810818918]
[356845,0.1,2,3.4796520347965106E-2]
[356845,0.2,2,6.8693130686931253E-2]
[356845,0.4,2,0.13318668133186673]
[356845,0.6,2,0.19378062193780612]
[356845,0.8,2,0.24917508249175074]
[356845,1,2,0.29967003299670031]
[356845,1.25,2,0.35926407359264068]
[356845,1.5,2,0.41615838416158379]
[356845,2,2,0.52094790520947898]
[356845,3,2,0.67553244675532442]
[356845,0.1,3,2.5497450254974404E-2]
[356845,0.2,3,5.0394960503949565E-2]
[356845,0.4,3,9.9090090990900881E-2]
[356845,0.6,3,0.14548545145485453]
[356845,0.8,3,0.18978102189781021]
[356845,1,3,0.23137686231376856]
[356845,1.25,3,0.2795720427957204]
[356845,1.5,3,0.32496750324967494]
[356845,2,3,0.41065893410658927]
[356845,3,3,0.56674332566743324]
[356845,0.1,5,1.6598340165983261E-2]
[356845,0.2,5,3.2896710328966988E-2]
[356845,0.4,5,6.5293470652934574E-2]
[356845,0.6,5,9.6990300969902896E-2]
[356845,0.8,5,0.12828717128287168]
[356845,1,5,0.15878412158784114]
[356845,1.25,5,0.19638036196380348]
[356845,1.5,5,0.23177682231776819]
[356845,2,5,0.29887011298870114]
[356845,3,5,0.42265773422657732]
[356845,0.1,10,9.1990800919906756E-3]
[356845,0.2,10,1.7798220177982108E-2]
[356845,0.4,10,3.5296470352964682E-2]
[356845,0.6,10,5.2794720527947078E-2]
[356845,0.8,10,7.0292970702929655E-2]
[356845,1,10,8.7791220877912218E-2]
[356845,1.25,10,0.10968903109689027]
[356845,1.5,10,0.13158684131586831]
[356845,2,10,0.17538246175382458]
[356845,3,10,0.26207379262073788]
[360106,0.1,0.5,9.4782424370893084E-2]
[360106,0.2,0.5,0.18117675559458571]
[360106,0.4,0.5,0.33513006086666874]
[360106,0.6,0.5,0.46416134209490362]
[360106,0.8,0.5,0.57057202555794462]
[360106,1,0.5,0.65684522908276055]
[360106,1.25,0.5,0.74169518214577712]
[360106,1.5,0.5,0.80428792054022957]
[360106,2,0.5,0.88977379402234802]
[360106,3,0.5,0.96868848984041434]
[360106,0.1,0.75,7.3161130121430634E-2]
[360106,0.2,0.75,0.14147715228779953]
[360106,0.4,0.75,0.26751052296883998]
[360106,0.6,0.75,0.37906913363413386]
[360106,0.8,0.75,0.4767586227780638]
[360106,1,0.75,0.56003391575568551]
[360106,1.25,0.75,0.64654937467825457]
[360106,1.5,0.75,0.71568300881204017]
[360106,2,0.75,0.81733943009417676]
[360106,3,0.75,0.9325318717257669]
[360106,0.1,1,5.9231444750628436E-2]
[360106,0.2,1,0.11567695242709637]
[360106,0.4,1,0.22169397086878845]
[360106,0.6,1,0.31968627925990978]
[360106,0.8,1,0.40844260061169491]
[360106,1,1,0.48829603609605432]
[360106,1.25,1,0.57175302062199074]
[360106,1.5,1,0.64315779910971149]
[360106,2,1,0.75132483420646223]
[360106,3,1,0.88647306422796235]
[360106,0.1,2,3.231081367531731E-2]
[360106,0.2,2,6.386457923265608E-2]
[360106,0.4,2,0.12639675377767018]
[360106,0.6,2,0.18711201283953613]
[360106,0.8,2,0.24622232989128798]
[360106,1,2,0.30400024225539779]
[360106,1.25,2,0.37352754141053213]
[360106,1.5,2,0.43987523847015725]
[360106,2,2,0.55636980286467019]
[360106,3,2,0.72143657450867582]
[360106,0.1,3,2.192411349665396E-2]
[360106,0.2,3,4.3424280047239937E-2]
[360106,0.4,3,8.62126396753779E-2]
[360106,0.6,3,0.1289707173787967]
[360106,0.8,3,0.17139569391030504]
[360106,1,3,0.21318475002271151]
[360106,1.25,3,0.26475486781939866]
[360106,1.5,3,0.31562850134754566]
[360106,2,3,0.41437785785664549]
[360106,3,3,0.59077006934560772]
[360106,0.1,5,1.332404687641961E-2]
[360106,0.2,5,2.6345274505647713E-2]
[360106,0.4,5,5.2296883989946516E-2]
[360106,0.6,5,7.8248493474245312E-2]
[360106,0.8,5,0.10416982103382505]
[360106,1,5,0.13009114859340468]
[360106,1.25,5,0.16237168034400271]
[360106,1.5,5,0.19465221209460085]
[360106,2,5,0.2589407382733247]
[360106,3,5,0.38533749205099488]
[360106,0.1,10,6.934560760682139E-3]
[360106,0.2,10,1.3414892650577019E-2]
[360106,0.4,10,2.6496684129243251E-2]
[360106,0.6,10,3.9548193683190638E-2]
[360106,0.8,10,5.2569421312418742E-2]
[360106,1,10,6.5651212791085087E-2]
[360106,1.25,10,8.1973170214698965E-2]
[360106,1.5,10,9.8325409563031915E-2]
[360106,2,10,0.13102988825969783]
[360106,3,10,0.19646912757774893]
[362265,0.1,0.5,7.895858354964938E-2]
[362265,0.2,0.5,0.15241563674402392]
[362265,0.4,0.5,0.28883034365193128]
[362265,0.6,0.5,0.40688078726124521]
[362265,0.8,0.5,0.50776800588896209]
[362265,1,0.5,0.59308046956723881]
[362265,1.25,0.5,0.67847041958854759]
[362265,1.5,0.5,0.74367517725000964]
[362265,2,0.5,0.83704622060361866]
[362265,3,0.5,0.94025802952229665]
[362265,0.1,0.75,5.9354538762543103E-2]
[362265,0.2,0.75,0.11576459648986864]
[362265,0.4,0.75,0.2229669520746968]
[362265,0.6,0.75,0.32145209406842046]
[362265,0.8,0.75,0.41001898415404286]
[362265,1,0.75,0.48959745844794855]
[362265,1.25,0.75,0.57487117895470918]
[362265,1.5,0.75,0.64460888768354574]
[362265,2,0.75,0.74898299174770455]
[362265,3,0.75,0.87358103134322584]
[362265,0.1,1,4.7072953391964663E-2]
[362265,0.2,1,9.2596179923288544E-2]
[362265,0.4,1,0.18065940877920267]
[362265,0.6,1,0.26411220022471038]
[362265,0.8,1,0.34190848862887913]
[362265,1,1,0.41385455813412886]
[362265,1.25,1,0.49540893417535165]
[362265,1.5,1,0.56681259927937699]
[362265,2,1,0.67831544690248335]
[362265,3,1,0.8138003176940064]
[362265,0.1,2,2.491185928480108E-2]
[362265,0.2,2,4.9436286854441895E-2]
[362265,0.4,2,9.8252682964627538E-2]
[362265,0.6,2,0.14687536321723299]
[362265,0.8,2,0.19530432761225835]
[362265,1,2,0.24253225369028714]
[362265,1.25,2,0.29975591801944901]
[362265,1.5,2,0.35566231451706637]
[362265,2,2,0.46170237495641392]
[362265,3,2,0.63128123668203484]
[362265,0.1,3,1.6853279609468783E-2]
[362265,0.2,3,3.3396613846809434E-2]
[362265,0.4,3,6.6444539149974807E-2]
[362265,0.6,3,9.9453721281624122E-2]
[362265,0.8,3,0.13242416024175735]
[362265,1,3,0.16535585603037467]
[362265,1.25,3,0.20642361783735613]
[362265,1.5,3,0.24710394792917748]
[362265,2,3,0.32652744953701912]
[362265,3,3,0.47882685676649489]
[362265,0.1,5,1.0305683623261333E-2]
[362265,0.2,5,2.0301421874394675E-2]
[362265,0.4,5,4.0292898376661078E-2]
[362265,0.6,5,6.0323118050443554E-2]
[362265,0.8,5,8.0314594552710103E-2]
[362265,1,5,0.10034481422649258]
[362265,1.25,5,0.12541164619735765]
[362265,1.5,5,0.15043973499670679]
[362265,2,5,0.20057339893843709]
[362265,3,5,0.3003758087637054]
[362265,0.1,10,5.462787183758794E-3]
[362265,0.2,10,1.0383169966293467E-2]
[362265,0.4,10,2.0495137731974738E-2]
[362265,0.6,10,3.0568362326140075E-2]
[362265,0.8,10,4.0641586920305277E-2]
[362265,1,10,5.0714811514470617E-2]
[362265,1.25,10,6.3345085428693257E-2]
[362265,1.5,10,7.5936616171399823E-2]
[362265,2,10,0.10119716399984496]
[362265,3,10,0.15167951648521943]
[362682,0.1,0.5,7.349152542372879E-2]
[362682,0.2,0.5,0.14227118644067793]
[362682,0.4,0.5,0.2679661016949153]
[362682,0.6,0.5,0.37911864406779666]
[362682,0.8,0.5,0.47603389830508475]
[362682,1,0.5,0.55962711864406778]
[362682,1.25,0.5,0.64610169491525427]
[362682,1.5,0.5,0.71715254237288129]
[362682,2,0.5,0.81732203389830516]
[362682,3,0.5,0.92999999999999994]
[362682,0.1,0.75,5.5423728813559378E-2]
[362682,0.2,0.75,0.10793220338983055]
[362682,0.4,0.75,0.20701694915254235]
[362682,0.6,0.75,0.29816949152542371]
[362682,0.8,0.75,0.3821016949152542]
[362682,1,0.75,0.45823728813559322]
[362682,1.25,0.75,0.54111864406779653]
[362682,1.5,0.75,0.61064406779661018]
[362682,2,0.75,0.72162711864406781]
[362682,3,0.75,0.86040677966101686]
[362682,0.1,1,4.433898305084745E-2]
[362682,0.2,1,8.6983050847457596E-2]
[362682,0.4,1,0.1688135593220339]
[362682,0.6,1,0.24545762711864405]
[362682,0.8,1,0.31796610169491524]
[362682,1,1,0.38613559322033891]
[362682,1.25,1,0.46298305084745761]
[362682,1.5,1,0.53230508474576266]
[362682,2,1,0.6442033898305084]
[362682,3,1,0.79366101694915259]
[362682,0.1,2,2.4135593220338973E-2]
[362682,0.2,2,4.76610169491525E-2]
[362682,0.4,2,9.4271186440677932E-2]
[362682,0.6,2,0.14037288135593215]
[362682,0.8,2,0.18593220338983049]
[362682,1,2,0.23054237288135587]
[362682,1.25,2,0.28528813559322036]
[362682,1.5,2,0.33786440677966095]
[362682,2,2,0.43596610169491529]
[362682,3,2,0.59779661016949148]
[362682,0.1,3,1.637288135593222E-2]
[362682,0.2,3,3.2440677966101721E-2]
[362682,0.4,3,6.4372881355932235E-2]
[362682,0.6,3,9.623728813559318E-2]
[362682,0.8,3,0.12806779661016945]
[362682,1,3,0.15972881355932203]
[362682,1.25,3,0.19901694915254234]
[362682,1.5,3,0.23783050847457621]
[362682,2,3,0.31400000000000006]
[362682,3,3,0.45769491525423733]
[362682,0.1,5,9.9661016949152709E-3]
[362682,0.2,5,1.9661016949152486E-2]
[362682,0.4,5,3.8983050847457582E-2]
[362682,0.6,5,5.8338983050847462E-2]
[362682,0.8,5,7.7694915254237343E-2]
[362682,1,5,9.7084745762711894E-2]
[362682,1.25,5,0.12132203389830511]
[362682,1.5,5,0.14555932203389832]
[362682,2,5,0.1939322033898305]
[362682,3,5,0.28972881355932206]
[362682,0.1,10,6.4406779661017382E-3]
[362682,0.2,10,1.0033898305084724E-2]
[362682,0.4,10,1.9762711864406726E-2]
[362682,0.6,10,2.9491525423728848E-2]
[362682,0.8,10,3.9220338983050849E-2]
[362682,1,10,4.8949152542372851E-2]
[362682,1.25,10,6.1118644067796636E-2]
[362682,1.5,10,7.3322033898305092E-2]
[362682,2,10,9.7694915254237333E-2]
[362682,3,10,0.14647457627118649]
[363699,0.1,0.5,8.4623632854385691E-2]
[363699,0.2,0.5,0.16169847737508039]
[363699,0.4,0.5,0.30015011794981772]
[363699,0.6,0.5,0.41749946386446501]
[363699,0.8,0.5,0.51511902208878413]
[363699,1,0.5,0.59605404246193439]
[363699,1.25,0.5,0.67951962256058329]
[363699,1.5,0.5,0.74604331975123317]
[363699,2,0.5,0.84199013510615484]
[363699,3,0.5,0.93737936950461076]
[363699,0.1,0.75,6.5708771177353631E-2]
[363699,0.2,0.75,0.12678533133176065]
[363699,0.4,0.75,0.23988848380870684]
[363699,0.6,0.75,0.34089641861462577]
[363699,0.8,0.75,0.42938022732146691]
[363699,1,0.75,0.50482521981556938]
[363699,1.25,0.75,0.58511687754664377]
[363699,1.5,0.75,0.65395668024876696]
[363699,2,0.75,0.76045464293373366]
[363699,3,0.75,0.88693973836585893]
[363699,0.1,1,5.3484880977911209E-2]
[363699,0.2,1,0.10418185717349354]
[363699,0.4,1,0.19948530988633925]
[363699,0.6,1,0.28754021016512976]
[363699,0.8,1,0.36753163199656874]
[363699,1,1,0.43903066695260562]
[363699,1.25,1,0.51657731074415614]
[363699,1.5,1,0.58297233540639071]
[363699,2,1,0.69247265708771188]
[363699,3,1,0.83418400171563378]
[363699,0.1,2,2.9723354063907415E-2]
[363699,0.2,2,5.8760454642933772E-2]
[363699,0.4,2,0.11610551147330048]
[363699,0.6,2,0.17220673386232041]
[363699,0.8,2,0.22676388591035823]
[363699,1,2,0.27977696761741366]
[363699,1.25,2,0.34282650654085361]
[363699,1.5,2,0.40287368646793908]
[363699,2,2,0.50744156122667816]
[363699,3,2,0.6669526056187004]
[363699,0.1,3,2.0201586961183789E-2]
[363699,0.2,3,4.0017156337122016E-2]
[363699,0.4,3,7.9433840874973197E-2]
[363699,0.6,3,0.11876474372721431]
[363699,0.8,3,0.1579669740510401]
[363699,1,3,0.19682607763242557]
[363699,1.25,3,0.24477803988848382]
[363699,1.5,3,0.29140038601758528]
[363699,2,3,0.38181428265065409]
[363699,3,3,0.54033883765815993]
[363699,0.1,5,1.2352562727857612E-2]
[363699,0.2,5,2.4447780398884848E-2]
[363699,0.4,5,4.8552434055329247E-2]
[363699,0.6,5,7.2614196868968528E-2]
[363699,0.8,5,9.6590177996997734E-2]
[363699,1,5,0.1205661591250268]
[363699,1.25,5,0.15046107656015451]
[363699,1.5,5,0.18018443062406178]
[363699,2,5,0.23945957538065629]
[363699,3,5,0.35710915719493891]
[363699,0.1,10,6.5622989491744476E-3]
[363699,0.2,10,1.2652798627493102E-2]
[363699,0.4,10,2.49624705125456E-2]
[363699,0.6,10,3.7272142397598101E-2]
[363699,0.8,10,4.9581814282650752E-2]
[363699,1,10,6.189148616770325E-2]
[363699,1.25,10,7.7332189577525232E-2]
[363699,1.5,10,9.2730002144542245E-2]
[363699,2,10,0.12356851812138109]
[363699,3,10,0.18511687754664388]
[364001,0.1,0.5,9.0080294412847109E-2]
[364001,0.2,0.5,0.17334392773502844]
[364001,0.4,0.5,0.32050853128136492]
[364001,0.6,0.5,0.44513215122114413]
[364001,0.8,0.5,0.55010036801605888]
[364001,1,0.5,0.63783874205419866]
[364001,1.25,0.5,0.72361157577785207]
[364001,1.5,0.5,0.78931080628972894]
[364001,2,0.5,0.88089662094345944]
[364001,3,0.5,0.96462027433924391]
[364001,0.1,0.75,6.9504851120776145E-2]
[364001,0.2,0.75,0.13499498159919698]
[364001,0.4,0.75,0.25510204081632643]
[364001,0.6,0.75,0.36216125794580123]
[364001,0.8,0.75,0.45604717296754765]
[364001,1,0.75,0.53885078621612581]
[364001,1.25,0.75,0.62562730010036804]
[364001,1.5,0.75,0.69509033121445296]
[364001,2,0.75,0.80010036801605877]
[364001,3,0.75,0.91970558715289386]
[364001,0.1,1,5.6707929073268576E-2]
[364001,0.2,1,0.11111575777852126]
[364001,0.4,1,0.21282201405152221]
[364001,0.6,1,0.30595516895282698]
[364001,0.8,1,0.39122616259618598]
[364001,1,1,0.46754767480762799]
[364001,1.25,1,0.5525259284041486]
[364001,1.5,1,0.62311809969889587]
[364001,2,1,0.73063733690197397]
[364001,3,1,0.86839243894279028]
[364001,0.1,2,3.2159585145533555E-2]
[364001,0.2,2,6.3900970224155182E-2]
[364001,0.4,2,0.12654734024757444]
[364001,0.6,2,0.18726998996319832]
[364001,0.8,2,0.24611073937771824]
[364001,1,2,0.30231682837069251]
[364001,1.25,2,0.36918701906992302]
[364001,1.5,2,0.43250250920040145]
[364001,2,2,0.54286550685848112]
[364001,3,2,0.70629809300769486]
[364001,0.1,3,2.224824355971897E-2]
[364001,0.2,3,4.4078287052525866E-2]
[364001,0.4,3,8.7780194044831061E-2]
[364001,0.6,3,0.1313148210103714]
[364001,0.8,3,0.17438942790230838]
[364001,1,3,0.21696219471395112]
[364001,1.25,3,0.2689026430244229]
[364001,1.5,3,0.31929575108732011]
[364001,2,3,0.41585814653730341]
[364001,3,3,0.57903981264636994]
[364001,0.1,5,1.3884242221478786E-2]
[364001,0.2,5,2.7350284376045499E-2]
[364001,0.4,5,5.4366008698561424E-2]
[364001,0.6,5,8.1381733021077207E-2]
[364001,0.8,5,0.10835563733690187]
[364001,1,5,0.13537136165941779]
[364001,1.25,5,0.16891100702576103]
[364001,1.5,5,0.20232519237203067]
[364001,2,5,0.26911174305787883]
[364001,3,5,0.39846102375376374]
[364001,0.1,10,7.4439611910336765E-3]
[364001,0.2,10,1.4344262295081966E-2]
[364001,0.4,10,2.8270324523251858E-2]
[364001,0.6,10,4.2238206758112996E-2]
[364001,0.8,10,5.6164268986283038E-2]
[364001,1,10,7.0132151221144176E-2]
[364001,1.25,10,8.7571094011374945E-2]
[364001,1.5,10,0.10505185680829711]
[364001,2,10,0.14001338240214115]
[364001,3,10,0.20943459350953494]
[366889,0.1,0.5,9.5363249943216849E-2]
[366889,0.2,0.5,0.18157630033420943]
[366889,0.4,0.5,0.33463123397903888]
[366889,0.6,0.5,0.46409682338816965]
[366889,0.8,0.5,0.57250397482072746]
[366889,1,0.5,0.66153995911612962]
[366889,1.25,0.5,0.74982965054025108]
[366889,1.5,0.5,0.81842369966579054]
[366889,2,0.5,0.90904961225218206]
[366889,3,0.5,0.97907135208799767]
[366889,0.1,0.75,7.4369706998929169E-2]
[366889,0.2,0.75,0.14315844122132448]
[366889,0.4,0.75,0.26976864920990301]
[366889,0.6,0.75,0.38112852461144098]
[366889,0.8,0.75,0.47778967520036336]
[366889,1,0.75,0.56150426684837274]
[366889,1.25,0.75,0.65044290859534704]
[366889,1.5,0.75,0.72276842207728997]
[366889,2,0.75,0.82867711476686456]
[366889,3,0.75,0.94730523378435383]
[366889,0.1,1,6.0839092767448651E-2]
[366889,0.2,1,0.11827119633992017]
[366889,0.4,1,0.22586715986891198]
[366889,0.6,1,0.32379376358739737]
[366889,0.8,1,0.41227814010837471]
[366889,1,1,0.49067133910899124]
[366889,1.25,1,0.5755864888542781]
[366889,1.5,1,0.64758752717479473]
[366889,2,1,0.76118628119017495]
[366889,3,1,0.89730361140854675]
[366889,0.1,2,3.4069891949771267E-2]
[366889,0.2,2,6.7425938544404415E-2]
[366889,0.4,2,0.1332619487978195]
[366889,0.6,2,0.19705376553424836]
[366889,0.8,2,0.25886628378597615]
[366889,1,2,0.31811544826243549]
[366889,1.25,2,0.38859145332424799]
[366889,1.5,2,0.45316201044810012]
[366889,2,2,0.56487880852720718]
[366889,3,2,0.73010156072552646]
[366889,0.1,3,2.3297316590415004E-2]
[366889,0.2,3,4.6205262987118322E-2]
[366889,0.4,3,9.1794023167526551E-2]
[366889,0.6,3,0.13712320321879357]
[366889,0.8,3,0.18173853791492259]
[366889,1,3,0.22586715986891198]
[366889,1.25,3,0.28070346214997244]
[366889,1.5,3,0.33424186378532716]
[366889,2,3,0.43418021350465624]
[366889,3,3,0.60258282228495408]
[366889,0.1,5,1.4212012070475968E-2]
[366889,0.2,5,2.8164444011810851E-2]
[366889,0.4,5,5.5971965346052692E-2]
[366889,0.6,5,8.3811934196437218E-2]
[366889,0.8,5,0.11161945553067906]
[366889,1,5,0.139426976864921]
[366889,1.25,5,0.17404847658911712]
[366889,1.5,5,0.20850773873259998]
[366889,2,5,0.27710178785813944]
[366889,3,5,0.41257016775365846]
[366889,0.1,10,7.365586164379127E-3]
[366889,0.2,10,1.430935461890389E-2]
[366889,0.4,10,2.8326681592524015E-2]
[366889,0.6,10,4.2311561050001577E-2]
[366889,0.8,10,5.6328888023621813E-2]
[366889,1,10,7.0313767481099257E-2]
[366889,1.25,10,8.7835426198124567E-2]
[366889,1.5,10,0.10535708491514975]
[366889,2,10,0.14040040234920012]
[366889,3,10,0.21055193224958632]
[366993,0.1,0.5,8.1538239121006231E-2]
[366993,0.2,0.5,0.15714905305768392]
[366993,0.4,0.5,0.29608211652450483]
[366993,0.6,0.5,0.41893161775336119]
[366993,0.8,0.5,0.52504698568743668]
[366993,1,0.5,0.61464507734567009]
[366993,1.25,0.5,0.70677316755818997]
[366993,1.5,0.5,0.77811912678907047]
[366993,2,0.5,0.8721266444990603]
[366993,3,0.5,0.96551973398872337]
[366993,0.1,0.75,6.1551250542142527E-2]
[366993,0.2,0.75,0.11995807430967179]
[366993,0.4,0.75,0.23015758276709553]
[366993,0.6,0.75,0.33240566719676157]
[366993,0.8,0.75,0.42518432846609799]
[366993,1,0.75,0.50903570912245188]
[366993,1.25,0.75,0.60018794274974707]
[366993,1.5,0.75,0.67706375596356794]
[366993,2,0.75,0.7910582622524216]
[366993,3,0.75,0.91618476218013589]
[366993,0.1,1,4.9262686135607907E-2]
[366993,0.2,1,9.6573659100766249E-2]
[366993,0.4,1,0.18761746421859185]
[366993,0.6,1,0.27392655775625274]
[366993,0.8,1,0.35524793985832009]
[366993,1,1,0.43056961110307934]
[366993,1.25,1,0.51695099031371983]
[366993,1.5,1,0.59353766083562232]
[366993,2,1,0.71624259071851959]
[366993,3,1,0.86572936244036436]
[366993,0.1,2,2.6420413474049376E-2]
[366993,0.2,2,5.2334827237241595E-2]
[366993,0.4,2,0.10394679774468692]
[366993,0.6,2,0.15512505421425468]
[366993,0.8,2,0.20579731097296514]
[366993,1,2,0.25556599681943032]
[366993,1.25,2,0.31693653317912385]
[366993,1.5,2,0.37642764204134738]
[366993,2,2,0.48857886366922071]
[366993,3,2,0.67196761601850508]
[366993,0.1,3,1.7818418389475153E-2]
[366993,0.2,3,3.5275408414052301E-2]
[366993,0.4,3,7.0117102790226898E-2]
[366993,0.6,3,0.10492265432991177]
[366993,0.8,3,0.13980049154257621]
[366993,1,3,0.17460604308226108]
[366993,1.25,3,0.21804973254300991]
[366993,1.5,3,0.26095127945641172]
[366993,2,3,0.34646523059129675]
[366993,3,3,0.51174642185918751]
[366993,0.1,5,1.0878993783432066E-2]
[366993,0.2,5,2.1396559201966127E-2]
[366993,0.4,5,4.2395547202544397E-2]
[366993,0.6,5,6.3394535203122659E-2]
[366993,0.8,5,8.4393523203701054E-2]
[366993,1,5,0.10539251120427932]
[366993,1.25,5,0.13166835333236956]
[366993,1.5,5,0.15798033829694949]
[366993,2,5,0.21060430822610954]
[366993,3,5,0.31585224808442969]
[366993,0.1,10,5.8189966748589637E-3]
[366993,0.2,10,1.0951279456411769E-2]
[366993,0.4,10,2.1541130547925405E-2]
[366993,0.6,10,3.2094838802949187E-2]
[366993,0.8,10,4.26485470579731E-2]
[366993,1,10,5.3202255312996882E-2]
[366993,1.25,10,6.6394390631776781E-2]
[366993,1.5,10,7.9586525950556541E-2]
[366993,2,10,0.10600693942460604]
[366993,3,10,0.15892005204568449]
[367931,0.1,0.5,9.9829094199256146E-2]
[367931,0.2,0.5,0.19027512482825645]
[367931,0.4,0.5,0.34774303810194035]
[367931,0.6,0.5,0.47944103749874334]
[367931,0.8,0.5,0.58711169196742741]
[367931,1,0.5,0.67440769411212753]
[367931,1.25,0.5,0.75677758788244365]
[367931,1.5,0.5,0.818303676150263]
[367931,2,0.5,0.89879695720652797]
[367931,3,0.5,0.974598706477665]
[367931,0.1,0.75,7.6907610334774362E-2]
[367931,0.2,0.75,0.1491907107670655]
[367931,0.4,0.75,0.27951476156965249]
[367931,0.6,0.75,0.39522804195569855]
[367931,0.8,0.75,0.49482255956569826]
[367931,1,0.75,0.57950470828725575]
[367931,1.25,0.75,0.66609698066418688]
[367931,1.5,0.75,0.73586676049730249]
[367931,2,0.75,0.83274689186019235]
[367931,3,0.75,0.93505579571730169]
[367931,0.1,1,6.2129285211621685E-2]
[367931,0.2,1,0.12214738111993564]
[367931,0.4,1,0.23353775007539965]
[367931,0.6,1,0.33440568345564836]
[367931,0.8,1,0.42652726115076578]
[367931,1,1,0.50789182668141153]
[367931,1.25,1,0.59448409905834254]
[367931,1.5,1,0.66623102442947624]
[367931,2,1,0.77380114607419326]
[367931,3,1,0.89759056331892362]
[367931,0.1,2,3.4449247679367384E-2]
[367931,0.2,2,6.8228276532287829E-2]
[367931,0.4,2,0.13511611541168192]
[367931,0.6,2,0.19989276498776851]
[367931,0.8,2,0.26279280184980403]
[367931,1,2,0.32331356187795313]
[367931,1.25,2,0.39546261854495496]
[367931,1.5,2,0.46359036225327566]
[367931,2,2,0.58319091183271332]
[367931,3,2,0.74997486679400827]
[367931,0.1,3,2.3658724573573254E-2]
[367931,0.2,3,4.6781274085989102E-2]
[367931,0.4,3,9.2959351228176029E-2]
[367931,0.6,3,0.13900338460507355]
[367931,0.8,3,0.18427666633155732]
[367931,1,3,0.2288127073489494]
[367931,1.25,3,0.28360309641097819]
[367931,1.5,3,0.33698602593746863]
[367931,2,3,0.43922790791193322]
[367931,3,3,0.61854495492778394]
[367931,0.1,5,1.4610770416540998E-2]
[367931,0.2,5,2.8752387654569233E-2]
[367931,0.4,5,5.7002111189303324E-2]
[367931,0.6,5,8.5285345665359794E-2]
[367931,0.8,5,0.11360209108273853]
[367931,1,5,0.14191883650011727]
[367931,1.25,5,0.17717234677122087]
[367931,1.5,5,0.21222479139439032]
[367931,2,5,0.28202808216882813]
[367931,3,5,0.41721121946315481]
[367931,0.1,10,7.7075165041386156E-3]
[367931,0.2,10,1.4811836064475056E-2]
[367931,0.4,10,2.9221540833081996E-2]
[367931,0.6,10,4.3564223719044289E-2]
[367931,0.8,10,5.7940417546328969E-2]
[367931,1,10,7.2283100432291136E-2]
[367931,1.25,10,9.0278475922388746E-2]
[367931,1.5,10,0.10824034047116385]
[367931,2,10,0.14423109145135893]
[367931,3,10,0.21627961529439363]
[368905,0.1,0.5,9.4423829104402723E-2]
[368905,0.2,0.5,0.18007220940728116]
[368905,0.4,0.5,0.32855280312907431]
[368905,0.6,0.5,0.45140908635041621]
[368905,0.8,0.5,0.55355531040016048]
[368905,1,0.5,0.63709758299067298]
[368905,1.25,0.5,0.72194363654598337]
[368905,1.5,0.5,0.79024170093270485]
[368905,2,0.5,0.88616989268879753]
[368905,3,0.5,0.96961187443586394]
[368905,0.1,0.75,7.215926185939224E-2]
[368905,0.2,0.75,0.14045732624611382]
[368905,0.4,0.75,0.26246113729816467]
[368905,0.6,0.75,0.36871928592919467]
[368905,0.8,0.75,0.4610370073212316]
[368905,1,0.75,0.54197171798214827]
[368905,1.25,0.75,0.62631631732022863]
[368905,1.5,0.75,0.69601845351519398]
[368905,2,0.75,0.80353023768929899]
[368905,3,0.75,0.92407983151138307]
[368905,0.1,1,5.8018252933507174E-2]
[368905,0.2,1,0.11418112526326352]
[368905,0.4,1,0.21818272991675863]
[368905,0.6,1,0.3117039414301474]
[368905,0.8,1,0.3952462140206599]
[368905,1,1,0.46916056564035702]
[368905,1.25,1,0.55260254738742354]
[368905,1.5,1,0.62255541069100384]
[368905,2,1,0.73613479089359135]
[368905,3,1,0.87293150135392639]
[368905,0.1,2,3.214321532444097E-2]
[368905,0.2,2,6.36345401664829E-2]
[368905,0.4,2,0.1262661718985057]
[368905,0.6,2,0.18729315013539261]
[368905,0.8,2,0.24611372981646773]
[368905,1,2,0.30127369371176416]
[368905,1.25,2,0.36676361448199779]
[368905,1.5,2,0.42829204693611472]
[368905,2,2,0.53740848460535551]
[368905,3,2,0.70599739243807047]
[368905,0.1,3,2.2415003510179478E-2]
[368905,0.2,3,4.4428843646575032E-2]
[368905,0.4,3,8.8155651389028131E-2]
[368905,0.6,3,0.1317821682880353]
[368905,0.8,3,0.17500752181325838]
[368905,1,3,0.21763113027780562]
[368905,1.25,3,0.26908033296560024]
[368905,1.5,3,0.31862400962792103]
[368905,2,3,0.41264667535853983]
[368905,3,3,0.57662220439273892]
[368905,0.1,5,1.4241299769331006E-2]
[368905,0.2,5,2.8131581586601142E-2]
[368905,0.4,5,5.5861999799418353E-2]
[368905,0.6,5,8.3341690903620452E-2]
[368905,0.8,5,0.11082138200782272]
[368905,1,5,0.13835121853374788]
[368905,1.25,5,0.17245010530538563]
[368905,1.5,5,0.20629826496840842]
[368905,2,5,0.27309196670343994]
[368905,3,5,0.40121351920569648]
[368905,0.1,10,7.7725403670645442E-3]
[368905,0.2,10,1.4993481095175985E-2]
[368905,0.4,10,2.9686089660013976E-2]
[368905,0.6,10,4.4328552803129091E-2]
[368905,0.8,10,5.8971015946244203E-2]
[368905,1,10,7.356333366763608E-2]
[368905,1.25,10,9.1866412596529973E-2]
[368905,1.5,10,0.11016949152542369]
[368905,2,10,0.14592317721392037]
[368905,3,10,0.21667836726506867]
[369705,0.1,0.5,8.7993126655688481E-2]
[369705,0.2,0.5,0.16896971432662714]
[369705,0.4,0.5,0.31352473687978816]
[369705,0.6,0.5,0.4359203837617241]
[369705,0.8,0.5,0.53805398439178065]
[369705,1,0.5,0.62243144555022556]
[369705,1.25,0.5,0.70598553733801117]
[369705,1.5,0.5,0.77224887234194894]
[369705,2,0.5,0.85959762296842557]
[369705,3,0.5,0.9453712321901625]
[369705,0.1,0.75,6.6692919023412317E-2]
[369705,0.2,0.75,0.1296985752130021]
[369705,0.4,0.75,0.24736879788071883]
[369705,0.6,0.75,0.35315386267630849]
[369705,0.8,0.75,0.44576501754134751]
[369705,1,0.75,0.52584663850504765]
[369705,1.25,0.75,0.60961552230257043]
[369705,1.5,0.75,0.67834896541848644]
[369705,2,0.75,0.78255888880933622]
[369705,3,0.75,0.90037230615021113]
[369705,0.1,1,5.301782773680825E-2]
[369705,0.2,1,0.10406672871769169]
[369705,0.4,1,0.20233407317247801]
[369705,0.6,1,0.29340588530106682]
[369705,0.8,1,0.37753275578148487]
[369705,1,1,0.45328273788215079]
[369705,1.25,1,0.53583446695782921]
[369705,1.5,1,0.6047827020834825]
[369705,2,1,0.71421923104460516]
[369705,3,1,0.85154292260327913]
[369705,0.1,2,2.8137753275578197E-2]
[369705,0.2,2,5.5702727858523697E-2]
[369705,0.4,2,0.11061788501467744]
[369705,0.6,2,0.16510345815135682]
[369705,0.8,2,0.2187656619173767]
[369705,1,2,0.27138970430299991]
[369705,1.25,2,0.33507553519009092]
[369705,1.5,2,0.39582587527743973]
[369705,2,2,0.50590678026777403]
[369705,3,2,0.6774182000429585]
[369705,0.1,3,1.8937495525166461E-2]
[369705,0.2,3,3.7552803035727049E-2]
[369705,0.4,3,7.4747619388558784E-2]
[369705,0.6,3,0.1119424357413905]
[369705,0.8,3,0.14917305076251169]
[369705,1,3,0.18629626977876423]
[369705,1.25,3,0.23244075320398089]
[369705,1.5,3,0.27808405527314384]
[369705,2,3,0.36682895396291254]
[369705,3,3,0.52928331066084344]
[369705,0.1,5,1.1527171189231859E-2]
[369705,0.2,5,2.2732154363857719E-2]
[369705,0.4,5,4.5106322044819985E-2]
[369705,0.6,5,6.7444691057492664E-2]
[369705,0.8,5,8.9818858738454938E-2]
[369705,1,5,0.11222882508770679]
[369705,1.25,5,0.14025918235841636]
[369705,1.5,5,0.1682895396291258]
[369705,2,5,0.22431445550225537]
[369705,3,5,0.3359347032290399]
[369705,0.1,10,6.0857736092217981E-3]
[369705,0.2,10,1.1598768525810897E-2]
[369705,0.4,10,2.28753490370158E-2]
[369705,0.6,10,3.411613087993124E-2]
[369705,0.8,10,4.5356912722846691E-2]
[369705,1,10,5.6597694565762136E-2]
[369705,1.25,10,7.0666571203551229E-2]
[369705,1.5,10,8.4735447841340336E-2]
[369705,2,10,0.11290899978520798]
[369705,3,10,0.16929190234123301]
[376698,0.1,0.5,8.4952915247445304E-2]
[376698,0.2,0.5,0.16134756848040752]
[376698,0.4,0.5,0.29644789191974125]
[376698,0.6,0.5,0.40996651114863891]
[376698,0.8,0.5,0.50571027850130235]
[376698,1,0.5,0.58614076766751577]
[376698,1.25,0.5,0.66954804362137554]
[376698,1.5,0.5,0.73795689383747887]
[376698,2,0.5,0.83839482497066142]
[376698,3,0.5,0.94713341156939634]
[376698,0.1,0.75,6.5088588029882391E-2]
[376698,0.2,0.75,0.12551163522912667]
[376698,0.4,0.75,0.23593897587085322]
[376698,0.6,0.75,0.33251280877007178]
[376698,0.8,0.75,0.41597733062369402]
[376698,1,0.75,0.48942382001889106]
[376698,1.25,0.75,0.56836591579128148]
[376698,1.5,0.75,0.63396971691902559]
[376698,2,0.75,0.7419641068208489]
[376698,3,0.75,0.87709305321006381]
[376698,0.1,1,5.2408621232504109E-2]
[376698,0.2,1,0.10215530812605546]
[376698,0.4,1,0.19569510833786521]
[376698,0.6,1,0.2809914989838852]
[376698,0.8,1,0.35649884077052979]
[376698,1,1,0.42276096974554189]
[376698,1.25,1,0.49715201648681906]
[376698,1.5,1,0.56169676846895833]
[376698,2,1,0.66496837164038125]
[376698,3,1,0.81432292412055984]
[376698,0.1,2,2.8622949881214759E-2]
[376698,0.2,2,5.6759309614448784E-2]
[376698,0.4,2,0.11234507828376786]
[376698,0.6,2,0.16627071585997646]
[376698,0.8,2,0.21813550104473764]
[376698,1,2,0.26796805678793251]
[376698,1.25,2,0.32741792369121553]
[376698,1.5,2,0.38286057761112857]
[376698,2,2,0.47957752525975328]
[376698,3,2,0.62804476629361428]
[376698,0.1,3,1.9406360019463529E-2]
[376698,0.2,3,3.8497867590233818E-2]
[376698,0.4,3,7.6709505681655549E-2]
[376698,0.6,3,0.11472078312390874]
[376698,0.8,3,0.15233133926782494]
[376698,1,3,0.18942668231387924]
[376698,1.25,3,0.23470818902596102]
[376698,1.5,3,0.2783009416950511]
[376698,2,3,0.36210893894724783]
[376698,3,3,0.50722729484500662]
[376698,0.1,5,1.1764032401179103E-2]
[376698,0.2,5,2.3327704153189965E-2]
[376698,0.4,5,4.6455047657211486E-2]
[376698,0.6,5,6.9582391161233006E-2]
[376698,0.8,5,9.2681111715373271E-2]
[376698,1,5,0.1158084552193949]
[376698,1.25,5,0.1446317657497781]
[376698,1.5,5,0.17334058448063652]
[376698,2,5,0.23035750064401633]
[376698,3,5,0.34158628388241685]
[376698,0.1,10,6.0394424249362718E-3]
[376698,0.2,10,1.1821278300941601E-2]
[376698,0.4,10,2.347081890259611E-2]
[376698,0.6,10,3.5120359504250416E-2]
[376698,0.8,10,4.6769900105904927E-2]
[376698,1,10,5.8419440707559236E-2]
[376698,1.25,10,7.2988522197097561E-2]
[376698,1.5,10,8.7557603686635885E-2]
[376698,2,10,0.11672438961559367]
[376698,3,10,0.17505796147350935]
[381544,0.1,0.5,0.11538661536061573]
[381544,0.2,0.5,0.21808538297540431]
[381544,0.4,0.5,0.3940772710727472]
[381544,0.6,0.5,0.53494358067703185]
[381544,0.8,0.5,0.64351827778066673]
[381544,1,0.5,0.72819926160886073]
[381544,1.25,0.5,0.80859029691643702]
[381544,1.5,0.5,0.86654360147678222]
[381544,2,0.5,0.93292080495034069]
[381544,3,0.5,0.98364619624564509]
[381544,0.1,0.75,9.2870885549373464E-2]
[381544,0.2,0.75,0.17773386719359371]
[381544,0.4,0.75,0.32975404295148464]
[381544,0.6,0.75,0.45808850293796477]
[381544,0.8,0.75,0.56445322656128138]
[381544,1,0.75,0.65147418230981224]
[381544,1.25,0.75,0.73826114086630967]
[381544,1.5,0.75,0.80565233217201393]
[381544,2,0.75,0.89441526701679586]
[381544,3,0.75,0.96926836877957456]
[381544,0.1,1,7.7531069627164634E-2]
[381544,0.2,1,0.14986220165358022]
[381544,0.4,1,0.28329260048879423]
[381544,0.6,1,0.40081119026571688]
[381544,0.8,1,0.50223597316832203]
[381544,1,1,0.58920492954084558]
[381544,1.25,1,0.67908585096978835]
[381544,1.5,1,0.75131298424418913]
[381544,2,1,0.85486974156310125]
[381544,3,1,0.952888565337216]
[381544,0.1,2,4.4875461494462227E-2]
[381544,0.2,2,8.8138942332692011E-2]
[381544,0.4,2,0.17313192241693104]
[381544,0.6,2,0.25419894961260475]
[381544,0.8,2,0.33152202173573925]
[381544,1,2,0.40497114034631593]
[381544,1.25,2,0.49030211637460358]
[381544,1.5,2,0.56694919660964072]
[381544,2,2,0.6924236909157091]
[381544,3,2,0.85814570225157294]
[381544,0.1,3,3.0835629972440326E-2]
[381544,0.2,3,6.0839269928760938E-2]
[381544,0.4,3,0.12040455514533825]
[381544,0.6,3,0.17950184597784835]
[381544,0.8,3,0.2375591492902086]
[381544,1,3,0.29421246945036661]
[381544,1.25,3,0.36308564297228441]
[381544,1.5,3,0.42886485362175664]
[381544,2,3,0.55134938380739429]
[381544,3,3,0.74070511153866159]
[381544,0.1,5,1.887577349071827E-2]
[381544,0.2,5,3.707555509333893E-2]
[381544,0.4,5,7.3397119234569194E-2]
[381544,0.6,5,0.10971868337579964]
[381544,0.8,5,0.14611824658104114]
[381544,1,5,0.18254380947428642]
[381544,1.25,5,0.22775726691279707]
[381544,1.5,5,0.2726067287192554]
[381544,2,5,0.36147366231605221]
[381544,3,5,0.53130362435650769]
[381544,0.1,10,9.8798814414227682E-3]
[381544,0.2,10,1.8953772554729506E-2]
[381544,0.4,10,3.7231553221361395E-2]
[381544,0.6,10,5.5457334511985923E-2]
[381544,0.8,10,7.3683115802610444E-2]
[381544,1,10,9.1934896781238659E-2]
[381544,1.25,10,0.11476262284852584]
[381544,1.5,10,0.13759034891581304]
[381544,2,10,0.18332380011439867]
[381544,3,10,0.27484270188757748]
[381939,0.1,0.5,0.11956746535882058]
[381939,0.2,0.5,0.22436257275386301]
[381939,0.4,0.5,0.40393535616155052]
[381939,0.6,0.5,0.54832038289951845]
[381939,0.8,0.5,0.66475610837001797]
[381939,1,0.5,0.753331166720832]
[381939,1.25,0.5,0.83395869648713328]
[381939,1.5,0.5,0.88731645345230004]
[381939,2,0.5,0.94788312110379047]
[381939,3,0.5,0.99394333323485096]
[381939,0.1,0.75,9.5813513753065321E-2]
[381939,0.2,0.75,0.18229089727302275]
[381939,0.4,0.75,0.33506662333441667]
[381939,0.6,0.75,0.46565426773421581]
[381939,0.8,0.75,0.57606287115549382]
[381939,1,0.75,0.66720831979200523]
[381939,1.25,0.75,0.75758560581440015]
[381939,1.5,0.75,0.82707477767601256]
[381939,2,0.75,0.91343398233225992]
[381939,3,0.75,0.98035276390817505]
[381939,0.1,1,8.0066180163677753E-2]
[381939,0.2,1,0.15398705941442373]
[381939,0.4,1,0.28747008597512336]
[381939,0.6,1,0.40576712854905905]
[381939,0.8,1,0.50940999202292669]
[381939,1,1,0.59901911543120512]
[381939,1.25,1,0.69102136082961563]
[381939,1.5,1,0.76517859780778208]
[381939,2,1,0.87272136378408727]
[381939,3,1,0.96439861730729459]
[381939,0.1,2,4.7271545484090211E-2]
[381939,0.2,2,9.2534050285106542E-2]
[381939,0.4,2,0.17924779153248441]
[381939,0.6,2,0.26150028067480136]
[381939,0.8,2,0.33875971282536121]
[381939,1,2,0.4104056489496854]
[381939,1.25,2,0.49576033326439567]
[381939,1.5,2,0.57378792802907197]
[381939,2,2,0.70245516589358004]
[381939,3,2,0.86728513605341684]
[381939,0.1,3,3.2853724111442724E-2]
[381939,0.2,3,6.4762017313203538E-2]
[381939,0.4,3,0.12736727036369544]
[381939,0.6,3,0.18870210062930245]
[381939,0.8,3,0.24820515850740094]
[381939,1,3,0.30590598871391861]
[381939,1.25,3,0.37530652642774848]
[381939,1.5,3,0.44027535675244484]
[381939,2,3,0.56197004165804942]
[381939,3,3,0.75439477649422393]
[381939,0.1,5,2.0031317398883339E-2]
[381939,0.2,5,3.9560374626997921E-2]
[381939,0.4,5,7.8470765503589751E-2]
[381939,0.6,5,0.11714479865276095]
[381939,0.8,5,0.15581883180193223]
[381939,1,5,0.19425650722368312]
[381939,1.25,5,0.24188258929890391]
[381939,1.5,5,0.2892723136467043]
[381939,2,5,0.38148137205660776]
[381939,3,5,0.55050669187815759]
[381939,0.1,10,1.0370195290572254E-2]
[381939,0.2,10,2.0119951546666012E-2]
[381939,0.4,10,3.9737642922563265E-2]
[381939,0.6,10,5.9296244866605646E-2]
[381939,0.8,10,7.885484681064793E-2]
[381939,1,10,9.8413448754690311E-2]
[381939,1.25,10,0.12287647354270695]
[381939,1.5,10,0.14736904304665108]
[381939,2,10,0.19638372677046714]
[381939,3,10,0.29417673649067866]
[383747,0.1,0.5,0.10588926831999099]
[383747,0.2,0.5,0.20066618149247048]
[383747,0.4,0.5,0.3651682248222583]
[383747,0.6,0.5,0.50016794491406824]
[383747,0.8,0.5,0.61201925768347976]
[383747,1,0.5,0.70419302468790246]
[383747,1.25,0.5,0.79267200358282486]
[383747,1.5,0.5,0.85551139226333761]
[383747,2,0.5,0.93033085148071437]
[383747,3,0.5,0.98508089346694283]
[383747,0.1,0.75,8.4112411129149717E-2]
[383747,0.2,0.75,0.16083524603929908]
[383747,0.4,0.75,0.29869002967026814]
[383747,0.6,0.75,0.41742708391647543]
[383747,0.8,0.75,0.51998544477411401]
[383747,1,0.75,0.60888428595420707]
[383747,1.25,0.75,0.70125398869170907]
[383747,1.5,0.75,0.77624139282315396]
[383747,2,0.75,0.87706432290208813]
[383747,3,0.75,0.96845434697419241]
[383747,0.1,1,6.9781111795331197E-2]
[383747,0.2,1,0.13466383026367351]
[383747,0.4,1,0.25345686614790347]
[383747,0.6,1,0.35884229972568998]
[383747,0.8,1,0.45269551587079432]
[383747,1,1,0.53719979846610311]
[383747,1.25,1,0.6277780887868778]
[383747,1.5,1,0.70388512567877737]
[383747,2,1,0.81948720819571186]
[383747,3,1,0.94343055477803273]
[383747,0.1,2,4.0278788557353187E-2]
[383747,0.2,2,7.9325981078206237E-2]
[383747,0.4,2,0.15492918322790125]
[383747,0.6,2,0.22700554218216423]
[383747,0.8,2,0.29535912220791583]
[383747,1,2,0.36057773050439451]
[383747,1.25,2,0.4363488775681576]
[383747,1.5,2,0.50576610871634098]
[383747,2,2,0.62419526395342317]
[383747,3,2,0.7928119576778816]
[383747,0.1,3,2.7794883278284784E-2]
[383747,0.2,3,5.4917986900296596E-2]
[383747,0.4,3,0.10899624923025243]
[383747,0.6,3,0.16206684207579911]
[383747,0.8,3,0.21387784806583438]
[383747,1,3,0.26403739573419921]
[383747,1.25,3,0.32511336281699599]
[383747,1.5,3,0.38425796338800866]
[383747,2,3,0.49297430442814755]
[383747,3,3,0.66716117113586748]
[383747,0.1,5,1.6990427139898095E-2]
[383747,0.2,5,3.3533001175614412E-2]
[383747,0.4,5,6.6534176790012944E-2]
[383747,0.6,5,9.9479370766388686E-2]
[383747,0.8,5,0.13248054638078713]
[383747,1,5,0.16528578626210597]
[383747,1.25,5,0.20595644628561835]
[383747,1.5,5,0.24620724402396013]
[383747,2,5,0.32575715165425734]
[383747,3,5,0.47942674802664725]
[383747,0.1,10,8.7891171695683827E-3]
[383747,0.2,10,1.7074399596932192E-2]
[383747,0.4,10,3.3728936908693899E-2]
[383747,0.6,10,5.0355483401444315E-2]
[383747,0.8,10,6.6954039075183228E-2]
[383747,1,10,8.3608576386945133E-2]
[383747,1.25,10,0.10440575491238875]
[383747,1.5,10,0.12523092425684376]
[383747,2,10,0.16690925376476509]
[383747,3,10,0.25004198622851703]
[384581,0.1,0.5,9.6643933955491743E-2]
[384581,0.2,0.5,0.18348438621679833]
[384581,0.4,0.5,0.33493359655419958]
[384581,0.6,0.5,0.46062903804737976]
[384581,0.8,0.5,0.56523689877961236]
[384581,1,0.5,0.65097810480976315]
[384581,1.25,0.5,0.73541816223977019]
[384581,1.5,0.5,0.80197864321608048]
[384581,2,0.5,0.89514536970567127]
[384581,3,0.5,0.96899676956209624]
[384581,0.1,0.75,7.4748743718592983E-2]
[384581,0.2,0.75,0.14370961952620243]
[384581,0.4,0.75,0.26814877961234751]
[384581,0.6,0.75,0.37717605886575734]
[384581,0.8,0.75,0.47177853553481697]
[384581,1,0.75,0.5535714285714286]
[384581,1.25,0.75,0.63973887293610909]
[384581,1.5,0.75,0.71062903804737976]
[384581,2,0.75,0.81929737975592243]
[384581,3,0.75,0.93736539842067479]
[384581,0.1,1,6.1221284996410608E-2]
[384581,0.2,1,0.11896536252692025]
[384581,0.4,1,0.22505384063173015]
[384581,0.6,1,0.32073312993539127]
[384581,0.8,1,0.40728194544149321]
[384581,1,1,0.48443108399138551]
[384581,1.25,1,0.56705402010050254]
[384581,1.5,1,0.63783201722900218]
[384581,2,1,0.75240039483129939]
[384581,3,1,0.89536970567121321]
[384581,0.1,2,3.578158650394829E-2]
[384581,0.2,2,7.0643395549174468E-2]
[384581,0.4,2,0.13859475951184488]
[384581,0.6,2,0.20311378320172294]
[384581,0.8,2,0.26480617372577175]
[384581,1,2,0.32268485283560661]
[384581,1.25,2,0.39012024407753054]
[384581,1.5,2,0.45221643933955497]
[384581,2,2,0.56404791816223976]
[384581,3,2,0.73501435750179478]
[384581,0.1,3,2.559673366834167E-2]
[384581,0.2,3,5.0453158650394882E-2]
[384581,0.4,3,9.9851938262742287E-2]
[384581,0.6,3,0.14835337401292173]
[384581,0.8,3,0.19512742282842785]
[384581,1,3,0.24077979181622391]
[384581,1.25,3,0.29549533381191673]
[384581,1.5,3,0.34727207465900933]
[384581,2,3,0.44324300071787509]
[384581,3,3,0.60902727925340994]
[384581,0.1,5,1.655599425699927E-2]
[384581,0.2,5,3.2528715003589441E-2]
[384581,0.4,5,6.4339554917444405E-2]
[384581,0.6,5,9.6127961234745235E-2]
[384581,0.8,5,0.12760229720028721]
[384581,1,5,0.15865039483129942]
[384581,1.25,5,0.1967426417803303]
[384581,1.5,5,0.23431891600861451]
[384581,2,5,0.30776651112706394]
[384581,3,5,0.44200915290739412]
[384581,0.1,10,9.0856066044508518E-3]
[384581,0.2,10,1.7587939698492438E-2]
[384581,0.4,10,3.4615039483129918E-2]
[384581,0.6,10,5.1574838478104797E-2]
[384581,0.8,10,6.8400035893754471E-2]
[384581,1,10,8.5090631730078956E-2]
[384581,1.25,10,0.10584170854271364]
[384581,1.5,10,0.12657035175879403]
[384581,2,10,0.16773600143575026]
[384581,3,10,0.24964106245513282]
[385306,0.1,0.5,0.11870492833418102]
[385306,0.2,0.5,0.22373500104730834]
[385306,0.4,0.5,0.40073012358239318]
[385306,0.6,0.5,0.54549806996020223]
[385306,0.8,0.5,0.66219815075256583]
[385306,1,0.5,0.75472036865256287]
[385306,1.25,0.5,0.84122804392710726]
[385306,1.5,0.5,0.8980819294413358]
[385306,2,0.5,0.95747927825488499]
[385306,3,0.5,0.98889853077590584]
[385306,0.1,0.75,9.503575810167865E-2]
[385306,0.2,0.75,0.18160327957150113]
[385306,0.4,0.75,0.33334330769921294]
[385306,0.6,0.75,0.46198270444956457]
[385306,0.8,0.75,0.57203985756605524]
[385306,1,0.75,0.6642927675873006]
[385306,1.25,0.75,0.75711421646368826]
[385306,1.5,0.75,0.82898949699272872]
[385306,2,0.75,0.91905802088632216]
[385306,3,0.75,0.98210598761183765]
[385306,0.1,1,7.9026900864777483E-2]
[385306,0.2,1,0.1526077979592447]
[385306,0.4,1,0.28633412130823771]
[385306,0.6,1,0.40312397139351863]
[385306,0.8,1,0.50584996558843764]
[385306,1,1,0.59487118106466375]
[385306,1.25,1,0.68915886172536589]
[385306,1.5,1,0.76588168407193513]
[385306,2,1,0.8722283730811814]
[385306,3,1,0.97001705616565415]
[385306,0.1,2,4.5782339387773353E-2]
[385306,0.2,2,9.0367754869984024E-2]
[385306,0.4,2,0.17738412280439264]
[385306,0.6,2,0.26071994972919593]
[385306,0.8,2,0.34034531254675471]
[385306,1,2,0.41368682486010944]
[385306,1.25,2,0.49869834525270051]
[385306,1.5,2,0.57697716867650128]
[385306,2,2,0.70950656811993185]
[385306,3,2,0.8771956072892666]
[385306,0.1,3,3.1658637302133516E-2]
[385306,0.2,3,6.2569197163290277E-2]
[385306,0.4,3,0.12394147042101787]
[385306,0.6,3,0.18474520482360324]
[385306,0.8,3,0.24453155390646034]
[385306,1,3,0.30321074837667183]
[385306,1.25,3,0.37490649031987783]
[385306,1.5,3,0.44352015320625982]
[385306,2,3,0.57195008827313798]
[385306,3,3,0.7723151500643346]
[385306,0.1,5,1.9629552051228308E-2]
[385306,0.2,5,3.860079595439718E-2]
[385306,0.4,5,7.6483437565456711E-2]
[385306,0.6,5,0.11430623298123813]
[385306,0.8,5,0.15206918220174145]
[385306,1,5,0.18977228522696657]
[385306,1.25,5,0.2367814716179418]
[385306,1.5,5,0.28361111942308265]
[385306,2,5,0.3757144139561327]
[385306,3,5,0.55540261527873358]
[385306,0.1,10,1.0323468685478288E-2]
[385306,0.2,10,1.9898859929979928E-2]
[385306,0.4,10,3.919925790717841E-2]
[385306,0.6,10,5.8439809689098898E-2]
[385306,0.8,10,7.768036147101938E-2]
[385306,1,10,9.6920913252939875E-2]
[385306,1.25,10,0.12100900685238927]
[385306,1.5,10,0.14512702354947779]
[385306,2,10,0.19327328765073751]
[385306,3,10,0.28944612346270082]
[386209,0.1,0.5,0.11502764282124309]
[386209,0.2,0.5,0.21648517339587867]
[386209,0.4,0.5,0.38810521025297368]
[386209,0.6,0.5,0.5291673647177082]
[386209,0.8,0.5,0.64238565923940349]
[386209,1,0.5,0.73157982911710506]
[386209,1.25,0.5,0.81648517339587867]
[386209,1.5,0.5,0.87726587368068354]
[386209,2,0.5,0.94799798961300052]
[386209,3,0.5,0.98562573295359357]
[386209,0.1,0.75,9.2645334226838683E-2]
[386209,0.2,0.75,0.1770145753057463]
[386209,0.4,0.75,0.32487853911878029]
[386209,0.6,0.75,0.45025967498743508]
[386209,0.8,0.75,0.55570447311107396]
[386209,1,0.75,0.64396046238900995]
[386209,1.25,0.75,0.73452839671636783]
[386209,1.5,0.75,0.80599765454850059]
[386209,2,0.75,0.90427207237393203]
[386209,3,0.75,0.97567431730608145]
[386209,0.1,1,7.8137041380465649E-2]
[386209,0.2,1,0.15044396046238898]
[386209,0.4,1,0.28148768637962807]
[386209,0.6,1,0.39507455185123141]
[386209,0.8,1,0.49452169542636953]
[386209,1,1,0.57966158485508457]
[386209,1.25,1,0.66935835148266032]
[386209,1.5,1,0.74374267046406428]
[386209,2,1,0.85401239738649692]
[386209,3,1,0.96324342435918908]
[386209,0.1,2,4.8182275087954397E-2]
[386209,0.2,2,9.455520187636117E-2]
[386209,0.4,2,0.18341430725414642]
[386209,0.6,2,0.26677835483330542]
[386209,0.8,2,0.34417825431395538]
[386209,1,2,0.4149773831462556]
[386209,1.25,2,0.49619701792595072]
[386209,1.5,2,0.57024627240743841]
[386209,2,2,0.69150611492712344]
[386209,3,2,0.85297369743675666]
[386209,0.1,3,3.4411124141397138E-2]
[386209,0.2,3,6.8051599932987067E-2]
[386209,0.4,3,0.13436086446640971]
[386209,0.6,3,0.19859272910035181]
[386209,0.8,3,0.2599430390350142]
[386209,1,3,0.31851231362037197]
[386209,1.25,3,0.38867481990283126]
[386209,1.5,3,0.45431395543642145]
[386209,2,3,0.57162003685709495]
[386209,3,3,0.75282291841179427]
[386209,0.1,5,2.1812698944546821E-2]
[386209,0.2,5,4.298877533925273E-2]
[386209,0.4,5,8.537443457865633E-2]
[386209,0.6,5,0.12765957446808507]
[386209,0.8,5,0.16917406600770649]
[386209,1,5,0.21035349304741158]
[386209,1.25,5,0.26081420673479644]
[386209,1.5,5,0.30990115597252466]
[386209,2,5,0.40274752889931315]
[386209,3,5,0.57316133355670962]
[386209,0.1,10,1.1593231697101695E-2]
[386209,0.2,10,2.2549840844362484E-2]
[386209,0.4,10,4.4530072038867503E-2]
[386209,0.6,10,6.6510303233372411E-2]
[386209,0.8,10,8.8490534427877313E-2]
[386209,1,10,0.11050427207237387]
[386209,1.25,10,0.1379460546155134]
[386209,1.5,10,0.1652538113586865]
[386209,2,10,0.21973529904506617]
[386209,3,10,0.32434243591891437]
[389327,0.1,0.5,0.11832623993932001]
[389327,0.2,0.5,0.2217774219375501]
[389327,0.4,0.5,0.39787619569339688]
[389327,0.6,0.5,0.53870464792886952]
[389327,0.8,0.5,0.6533647971008385]
[389327,1,0.5,0.74459567654123304]
[389327,1.25,0.5,0.82819940162656447]
[389327,1.5,0.5,0.88588765749441667]
[389327,2,0.5,0.94800050566769201]
[389327,3,0.5,0.9854620538536093]
[389327,0.1,0.75,9.5697610720155105E-2]
[389327,0.2,0.75,0.18237748093211423]
[389327,0.4,0.75,0.33361425982891579]
[389327,0.6,0.75,0.46146390796848014]
[389327,0.8,0.75,0.56735915047827745]
[389327,1,0.75,0.65804222325228601]
[389327,1.25,0.75,0.74779823859087269]
[389327,1.5,0.75,0.81930807804138051]
[389327,2,0.75,0.91205596055792004]
[389327,3,0.75,0.97543297796131645]
[389327,0.1,1,8.0780413804728057E-2]
[389327,0.2,1,0.15540853735620083]
[389327,0.4,1,0.28903122497998401]
[389327,0.6,1,0.40541907209978517]
[389327,0.8,1,0.50596266486873709]
[389327,1,1,0.59310606379840713]
[389327,1.25,1,0.68336774682904222]
[389327,1.5,1,0.75635245038135779]
[389327,2,1,0.86734650878597619]
[389327,3,1,0.96211706207070913]
[389327,0.1,2,4.9976823564114446E-2]
[389327,0.2,2,9.7636003539673846E-2]
[389327,0.4,2,0.18886688298006837]
[389327,0.6,2,0.27432472293624377]
[389327,0.8,2,0.35181829674265735]
[389327,1,2,0.42518225106400914]
[389327,1.25,2,0.50844886435464165]
[389327,1.5,2,0.5820656525220177]
[389327,2,2,0.70304664784459148]
[389327,3,2,0.86545025494079464]
[389327,0.1,3,3.6155239981458871E-2]
[389327,0.2,3,7.1004171758459494E-2]
[389327,0.4,3,0.13901647633896602]
[389327,0.6,3,0.20551177784332739]
[389327,0.8,3,0.2700265475538326]
[389327,1,3,0.33091736547132444]
[389327,1.25,3,0.40246934389616962]
[389327,1.5,3,0.46871181155450675]
[389327,2,3,0.58661666175045302]
[389327,3,3,0.76027137499473263]
[389327,0.1,5,2.3639964603261551E-2]
[389327,0.2,5,4.6310732796763732E-2]
[389327,0.4,5,9.1273018414731788E-2]
[389327,0.6,5,0.13585605326366357]
[389327,0.8,5,0.17976486452319757]
[389327,1,5,0.22333656398803253]
[389327,1.25,5,0.27702161729383512]
[389327,1.5,5,0.3296953352155409]
[389327,2,5,0.43103956849690278]
[389327,3,5,0.59736210020648106]
[389327,0.1,10,1.3273776916269912E-2]
[389327,0.2,10,2.5620496397117717E-2]
[389327,0.4,10,5.0356074333150737E-2]
[389327,0.6,10,7.4923096371834405E-2]
[389327,0.8,10,9.9532257384855327E-2]
[389327,1,10,0.12405714044920156]
[389327,1.25,10,0.15443934094644146]
[389327,1.5,10,0.18473726349500652]
[389327,2,10,0.24533310859213697]
[389327,3,10,0.36475496186422829]
[390020,0.1,0.5,0.12182456140350882]
[390020,0.2,0.5,0.22456140350877188]
[390020,0.4,0.5,0.39592982456140347]
[390020,0.6,0.5,0.53459649122807018]
[390020,0.8,0.5,0.6430877192982456]
[390020,1,0.5,0.72856140350877185]
[390020,1.25,0.5,0.80617543859649121]
[390020,1.5,0.5,0.8583859649122807]
[390020,2,0.5,0.92414035087719304]
[390020,3,0.5,0.97663157894736841]
[390020,0.1,0.75,0.10014035087719296]
[390020,0.2,0.75,0.18785964912280698]
[390020,0.4,0.75,0.34014035087719297]
[390020,0.6,0.75,0.47010526315789475]
[390020,0.8,0.75,0.57971929824561397]
[390020,1,0.75,0.66814035087719303]
[390020,1.25,0.75,0.75319298245614041]
[390020,1.5,0.75,0.81600000000000006]
[390020,2,0.75,0.89557894736842103]
[390020,3,0.75,0.96428070175438596]
[390020,0.1,1,8.5122807017543808E-2]
[390020,0.2,1,0.1620350877192982]
[390020,0.4,1,0.29971929824561411]
[390020,0.6,1,0.42042105263157892]
[390020,0.8,1,0.52673684210526317]
[390020,1,1,0.61656140350877187]
[390020,1.25,1,0.7071578947368421]
[390020,1.5,1,0.77585964912280714]
[390020,2,1,0.86996491228070172]
[390020,3,1,0.95347368421052625]
[390020,0.1,2,5.0105263157894764E-2]
[390020,0.2,2,9.8526315789473684E-2]
[390020,0.4,2,0.19256140350877191]
[390020,0.6,2,0.28210526315789469]
[390020,0.8,2,0.36771929824561406]
[390020,1,2,0.44898245614035087]
[390020,1.25,2,0.54175438596491221]
[390020,1.5,2,0.62224561403508782]
[390020,2,2,0.75164912280701757]
[390020,3,2,0.89473684210526316]
[390020,0.1,3,3.4526315789473745E-2]
[390020,0.2,3,6.8280701754386011E-2]
[390020,0.4,3,0.13529824561403514]
[390020,0.6,3,0.20182456140350874]
[390020,0.8,3,0.2668070175438596]
[390020,1,3,0.33073684210526311]
[390020,1.25,3,0.40926315789473688]
[390020,1.5,3,0.48456140350877197]
[390020,2,3,0.62231578947368427]
[390020,3,3,0.81964912280701752]
[390020,0.1,5,2.1192982456140323E-2]
[390020,0.2,5,4.1754385964912329E-2]
[390020,0.4,5,8.2736842105263178E-2]
[390020,0.6,5,0.12371929824561403]
[390020,0.8,5,0.16477192982456146]
[390020,1,5,0.20582456140350877]
[390020,1.25,5,0.25705263157894737]
[390020,1.5,5,0.30814035087719299]
[390020,2,5,0.40961403508771926]
[390020,3,5,0.60449122807017552]
[390020,0.1,10,1.1228070175438606E-2]
[390020,0.2,10,2.1473684210526256E-2]
[390020,0.4,10,4.2245614035087739E-2]
[390020,0.6,10,6.3087719298245554E-2]
[390020,0.8,10,8.3859649122807037E-2]
[390020,1,10,0.10463157894736839]
[390020,1.25,10,0.13059649122807021]
[390020,1.5,10,0.15656140350877193]
[390020,2,10,0.20856140350877189]
[390020,3,10,0.31256140350877198]
[392557,0.1,0.5,0.14296435272045036]
[392557,0.2,0.5,0.26575984990619139]
[392557,0.4,0.5,0.46594746716697938]
[392557,0.6,0.5,0.61116322701688564]
[392557,0.8,0.5,0.71660412757973735]
[392557,1,0.5,0.79512195121951212]
[392557,1.25,0.5,0.86238273921200748]
[392557,1.5,0.5,0.90778611632270167]
[392557,2,0.5,0.95984990619136956]
[392557,3,0.5,0.98874296435272058]
[392557,0.1,0.75,0.11585365853658532]
[392557,0.2,0.75,0.22120075046904319]
[392557,0.4,0.75,0.40046904315196996]
[392557,0.6,0.75,0.54268292682926833]
[392557,0.8,0.75,0.65075046904315204]
[392557,1,0.75,0.73583489681050662]
[392557,1.25,0.75,0.81341463414634141]
[392557,1.5,0.75,0.87091932457786125]
[392557,2,0.75,0.94080675422138837]
[392557,3,0.75,0.98367729831144468]
[392557,0.1,1,9.7936210131332121E-2]
[392557,0.2,1,0.18939962476547845]
[392557,0.4,1,0.35140712945590996]
[392557,0.6,1,0.48836772983114451]
[392557,0.8,1,0.59934333958724206]
[392557,1,1,0.68761726078799246]
[392557,1.25,1,0.77232645403377109]
[392557,1.5,1,0.8341463414634146]
[392557,2,1,0.91801125703564723]
[392557,3,1,0.98001876172607882]
[392557,0.1,2,5.9474671669793651E-2]
[392557,0.2,2,0.11744840525328336]
[392557,0.4,2,0.22879924953095684]
[392557,0.6,2,0.33189493433395872]
[392557,0.8,2,0.42879924953095683]
[392557,1,2,0.51707317073170733]
[392557,1.25,2,0.61444652908067543]
[392557,1.5,2,0.69849906191369604]
[392557,2,2,0.8217636022514071]
[392557,3,2,0.94662288930581617]
[392557,0.1,3,4.2213883677298246E-2]
[392557,0.2,3,8.3489681050656711E-2]
[392557,0.4,3,0.16519699812382749]
[392557,0.6,3,0.24371482176360232]
[392557,0.8,3,0.31979362101313319]
[392557,1,3,0.39221388367729831]
[392557,1.25,3,0.4786116322701689]
[392557,1.5,3,0.55966228893058168]
[392557,2,3,0.70084427767354596]
[392557,3,3,0.88564727954971867]
[392557,0.1,5,2.6641651031894999E-2]
[392557,0.2,5,5.2439024390243831E-2]
[392557,0.4,5,0.10384615384615378]
[392557,0.6,5,0.15534709193245783]
[392557,0.8,5,0.20666041275797367]
[392557,1,5,0.25675422138836773]
[392557,1.25,5,0.31829268292682922]
[392557,1.5,5,0.37861163227016892]
[392557,2,5,0.49296435272045025]
[392557,3,5,0.70028142589118192]
[392557,0.1,10,1.3977485928705525E-2]
[392557,0.2,10,2.7204502814258999E-2]
[392557,0.4,10,5.3658536585365943E-2]
[392557,0.6,10,8.0206378986866833E-2]
[392557,0.8,10,0.10666041275797378]
[392557,1,10,0.13320825515947465]
[392557,1.25,10,0.16632270168855531]
[392557,1.5,10,0.19943714821763597]
[392557,2,10,0.26538461538461533]
[392557,3,10,0.39671669793621012]
[394127,0.1,0.5,0.12314117572612804]
[394127,0.2,0.5,0.2252736822122382]
[394127,0.4,0.5,0.39764601657913057]
[394127,0.6,0.5,0.53274694678225654]
[394127,0.8,0.5,0.64082769094475733]
[394127,1,0.5,0.72884895273049422]
[394127,1.25,0.5,0.8119977219515282]
[394127,1.5,0.5,0.87110042397013232]
[394127,2,0.5,0.93627792191356074]
[394127,3,0.5,0.98057330886540528]
[394127,0.1,0.75,0.10017085363538569]
[394127,0.2,0.75,0.18781244067582104]
[394127,0.4,0.75,0.34012529266594949]
[394127,0.6,0.75,0.46529140036701899]
[394127,0.8,0.75,0.57039802569132447]
[394127,1,0.75,0.65797633360754282]
[394127,1.25,0.75,0.74935138897677656]
[394127,1.5,0.75,0.81933810036069099]
[394127,2,0.75,0.90634689615895714]
[394127,3,0.75,0.96968929950009497]
[394127,0.1,1,8.4287793456938598E-2]
[394127,0.2,1,0.16053913813832821]
[394127,0.4,1,0.29741188381952799]
[394127,0.6,1,0.41504777573878382]
[394127,0.8,1,0.51673732835537556]
[394127,1,1,0.60311333291147251]
[394127,1.25,1,0.69562741251661087]
[394127,1.5,1,0.77130924508004806]
[394127,2,1,0.87685882427387207]
[394127,3,1,0.9590584066316522]
[394127,0.1,2,4.9990508131367517E-2]
[394127,0.2,2,9.7639688666708913E-2]
[394127,0.4,2,0.18996393089919639]
[394127,0.6,2,0.27817503005758404]
[394127,0.8,2,0.36189331139657033]
[394127,1,2,0.44118205404037214]
[394127,1.25,2,0.53034234006201353]
[394127,1.5,2,0.60899829146364615]
[394127,2,2,0.73758147187242928]
[394127,3,2,0.89799405176232361]
[394127,0.1,3,3.4803518319306503E-2]
[394127,0.2,3,6.8404733278491503E-2]
[394127,0.4,3,0.13503765107890908]
[394127,0.6,3,0.20065810289185604]
[394127,0.8,3,0.26494969309624761]
[394127,1,3,0.32753274694678225]
[394127,1.25,3,0.40359425425552109]
[394127,1.5,3,0.47725115484401703]
[394127,2,3,0.6074795924824401]
[394127,3,3,0.8040245523001962]
[394127,0.1,5,2.1325064861102416E-2]
[394127,0.2,5,4.2017338480035527E-2]
[394127,0.4,5,8.3085490096817094E-2]
[394127,0.6,5,0.12409036258938178]
[394127,0.8,5,0.16509523508194646]
[394127,1,5,0.20616338669872813]
[394127,1.25,5,0.25748275643865093]
[394127,1.5,5,0.30880212617857372]
[394127,2,5,0.40928937543504396]
[394127,3,5,0.59849395684363738]
[394127,0.1,10,1.1137125862178077E-2]
[394127,0.2,10,2.1388343985319302E-2]
[394127,0.4,10,4.2270454976903182E-2]
[394127,0.6,10,6.3026007720053179E-2]
[394127,0.8,10,8.3781560463203286E-2]
[394127,1,10,0.10453711320635328]
[394127,1.25,10,0.13054483325950772]
[394127,1.5,10,0.15648927418844527]
[394127,2,10,0.20844143517053726]
[394127,3,10,0.31247231538315512]
[394864,0.1,0.5,0.14808700718586137]
[394864,0.2,0.5,0.2708292872402408]
[394864,0.4,0.5,0.46572149932025636]
[394864,0.6,0.5,0.60982715090308803]
[394864,0.8,0.5,0.71217712177121772]
[394864,1,0.5,0.78646339094969897]
[394864,1.25,0.5,0.85084482423771612]
[394864,1.5,0.5,0.89619343561856668]
[394864,2,0.5,0.9478539522237327]
[394864,3,0.5,0.98737618955136908]
[394864,0.1,0.75,0.12186832394639743]
[394864,0.2,0.75,0.2277141192464556]
[394864,0.4,0.75,0.40211691590600118]
[394864,0.6,0.75,0.5429209555253447]
[394864,0.8,0.75,0.65090308797824814]
[394864,1,0.75,0.73256943095746752]
[394864,1.25,0.75,0.80530200038842481]
[394864,1.5,0.75,0.85841911050689457]
[394864,2,0.75,0.92493688094775683]
[394864,3,0.75,0.97766556612934541]
[394864,0.1,1,0.10390367061565355]
[394864,0.2,1,0.19683433676442019]
[394864,0.4,1,0.3566711982909303]
[394864,0.6,1,0.49028937657797633]
[394864,0.8,1,0.59895125267042149]
[394864,1,1,0.68489026995533109]
[394864,1.25,1,0.76607108176344918]
[394864,1.5,1,0.82530588463779375]
[394864,2,1,0.90114585356379873]
[394864,3,1,0.96970285492328612]
[394864,0.1,2,6.3798795882695672E-2]
[394864,0.2,2,0.12507282967566521]
[394864,0.4,2,0.24111477956884828]
[394864,0.6,2,0.34802874344532914]
[394864,0.8,2,0.44455234026024476]
[394864,1,2,0.53117110118469602]
[394864,1.25,2,0.62449019227034375]
[394864,1.5,2,0.704117304330938]
[394864,2,2,0.81996504175568063]
[394864,3,2,0.93124878617207218]
[394864,0.1,3,4.5445717615070887E-2]
[394864,0.2,3,8.9823266653719244E-2]
[394864,0.4,3,0.17644202757817054]
[394864,0.6,3,0.26063313264711596]
[394864,0.8,3,0.34035735094193048]
[394864,1,3,0.41619731986793557]
[394864,1.25,3,0.50582637405321418]
[394864,1.5,3,0.58700718586133227]
[394864,2,3,0.72567488832783067]
[394864,3,3,0.88415226257525736]
[394864,0.1,5,2.8646339094969889E-2]
[394864,0.2,5,5.680714701883869E-2]
[394864,0.4,5,0.11293455039813559]
[394864,0.6,5,0.16877063507477175]
[394864,0.8,5,0.22392697611186638]
[394864,1,5,0.2777238298698777]
[394864,1.25,5,0.34395028160807922]
[394864,1.5,5,0.40823460866187605]
[394864,2,5,0.53097688871625559]
[394864,3,5,0.74538745387453875]
[394864,0.1,10,1.5051466304136663E-2]
[394864,0.2,10,2.9520295202952056E-2]
[394864,0.4,10,5.855505923480285E-2]
[394864,0.6,10,8.7492717032433456E-2]
[394864,0.8,10,0.11652748106428426]
[394864,1,10,0.14546513886191487]
[394864,1.25,10,0.18149155175762283]
[394864,1.5,10,0.21751796465333076]
[394864,2,10,0.2895707904447466]
[394864,3,10,0.43124878617207224]
[395620,0.1,0.5,0.16204440141088597]
[395620,0.2,0.5,0.29123729165225815]
[395620,0.4,0.5,0.48710145929870663]
[395620,0.6,0.5,0.6283283767895429]
[395620,0.8,0.5,0.73047928625769409]
[395620,1,0.5,0.80365170482052695]
[395620,1.25,0.5,0.86880143855038383]
[395620,1.5,0.5,0.91320284943633734]
[395620,2,0.5,0.96320630749014458]
[395620,3,0.5,0.99661110726882918]
[395620,0.1,0.75,0.13057611176429904]
[395620,0.2,0.75,0.24178712220762158]
[395620,0.4,0.75,0.42354243032021571]
[395620,0.6,0.75,0.5624178712220762]
[395620,0.8,0.75,0.67079327754339857]
[395620,1,0.75,0.75413237429974411]
[395620,1.25,0.75,0.82910298084238188]
[395620,1.5,0.75,0.88000553288609173]
[395620,2,0.75,0.94231966249394838]
[395620,3,0.75,0.99183899301473133]
[395620,0.1,1,0.10941282246351747]
[395620,0.2,1,0.20644581229683931]
[395620,0.4,1,0.37222491181962791]
[395620,0.6,1,0.50771145999031742]
[395620,0.8,1,0.61560273877861538]
[395620,1,1,0.70405975516979047]
[395620,1.25,1,0.78933536205823362]
[395620,1.5,1,0.84860640431565115]
[395620,2,1,0.92323120547755722]
[395620,3,1,0.98526869078082857]
[395620,0.1,2,6.4803928349125073E-2]
[395620,0.2,2,0.12677225257625011]
[395620,0.4,2,0.24413859879659724]
[395620,0.6,2,0.35202987758489523]
[395620,0.8,2,0.44996196140811945]
[395620,1,2,0.54035548793139221]
[395620,1.25,2,0.63821841067847018]
[395620,1.5,2,0.71955183622657171]
[395620,2,2,0.83899301473130927]
[395620,3,2,0.95041150840307076]
[395620,0.1,3,4.5300504875855824E-2]
[395620,0.2,3,8.9632754685662869E-2]
[395620,0.4,3,0.17573829448786227]
[395620,0.6,3,0.25907739124420781]
[395620,0.8,3,0.33819766235562621]
[395620,1,3,0.41289162459367862]
[395620,1.25,3,0.50224773497475617]
[395620,1.5,3,0.58503354312193101]
[395620,2,3,0.72854277612559648]
[395620,3,3,0.89646586900892178]
[395620,0.1,5,2.8079396915415923E-2]
[395620,0.2,5,5.5536344145514838E-2]
[395620,0.4,5,0.11003527214883459]
[395620,0.6,5,0.16460336122830066]
[395620,0.8,5,0.21834151739401067]
[395620,1,5,0.27194135140742792]
[395620,1.25,5,0.3378518569748945]
[395620,1.5,5,0.40134172487723901]
[395620,2,5,0.52112870876270834]
[395620,3,5,0.7299951587246698]
[395620,0.1,10,1.4454664914586047E-2]
[395620,0.2,10,2.8286880143854963E-2]
[395620,0.4,10,5.6020471678539352E-2]
[395620,0.6,10,8.3684902137077188E-2]
[395620,0.8,10,0.11134933259561515]
[395620,1,10,0.13908292413029941]
[395620,1.25,10,0.17366346220347184]
[395620,1.5,10,0.20831316135279068]
[395620,2,10,0.27768172072757447]
[395620,3,10,0.41510477903036164]
[396170,0.1,0.5,0.16376137904319202]
[396170,0.2,0.5,0.29595196591129197]
[396170,0.4,0.5,0.49457679643618052]
[396170,0.6,0.5,0.63528956033313966]
[396170,0.8,0.5,0.74007360061979466]
[396170,1,0.5,0.8180321518496998]
[396170,1.25,0.5,0.88466008134805341]
[396170,1.5,0.5,0.92388146426496232]
[396170,2,0.5,0.96726709277551814]
[396170,3,0.5,0.99457679643618058]
[396170,0.1,0.75,0.13558008909548716]
[396170,0.2,0.75,0.25188843695525864]
[396170,0.4,0.75,0.4395700174317258]
[396170,0.6,0.75,0.58037962424946732]
[396170,0.8,0.75,0.68690683711020717]
[396170,1,0.75,0.76990122022080187]
[396170,1.25,0.75,0.84621344179740454]
[396170,1.5,0.75,0.89705597520821223]
[396170,2,0.75,0.95090063916327716]
[396170,3,0.75,0.98886306411001357]
[396170,0.1,1,0.11650203370133654]
[396170,0.2,1,0.22022080185938417]
[396170,0.4,1,0.39502227387178002]
[396170,0.6,1,0.53292659306604684]
[396170,0.8,1,0.64129382142165403]
[396170,1,1,0.72883982180902585]
[396170,1.25,1,0.81299631996901023]
[396170,1.5,1,0.87236103040867718]
[396170,2,1,0.93695525857059847]
[396170,3,1,0.98373038930854162]
[396170,0.1,2,7.2922719349215584E-2]
[396170,0.2,2,0.1429401510749565]
[396170,0.4,2,0.27280650784427657]
[396170,0.6,2,0.39105171411969786]
[396170,0.8,2,0.49748208405965527]
[396170,1,2,0.58744915746658921]
[396170,1.25,2,0.68225837691264768]
[396170,1.5,2,0.76060429982568278]
[396170,2,2,0.87119891535928728]
[396170,3,2,0.96387759054813105]
[396170,0.1,3,5.297307766802252E-2]
[396170,0.2,3,0.10420298276196015]
[396170,0.4,3,0.20337013364323064]
[396170,0.6,3,0.29866356769320168]
[396170,0.8,3,0.3888243269417006]
[396170,1,3,0.47288398218090266]
[396170,1.25,3,0.56798373038930849]
[396170,1.5,3,0.65059074181677312]
[396170,2,3,0.7857834592291304]
[396170,3,3,0.93279101297695144]
[396170,0.1,5,3.4185551036219231E-2]
[396170,0.2,5,6.7305829943831136E-2]
[396170,0.4,5,0.13238427270966499]
[396170,0.6,5,0.19620375750532634]
[396170,0.8,5,0.25934534185551045]
[396170,1,5,0.32084059655239205]
[396170,1.25,5,0.3957001743172574]
[396170,1.5,5,0.46871973658725552]
[396170,2,5,0.60720511330621729]
[396170,3,5,0.81851636645361214]
[396170,0.1,10,1.8206469107108329E-2]
[396170,0.2,10,3.5347666085609158E-2]
[396170,0.4,10,6.9436374201045953E-2]
[396170,0.6,10,0.10342823939570031]
[396170,0.8,10,0.13732326166957204]
[396170,1,10,0.17121828394344379]
[396170,1.25,10,0.21363548324617482]
[396170,1.5,10,0.25576215378655826]
[396170,2,10,0.33904706565950032]
[396170,3,10,0.49815998450513266]
[396282,0.1,0.5,0.13322244064721006]
[396282,0.2,0.5,0.24708906698926361]
[396282,0.4,0.5,0.43044004234084382]
[396282,0.6,0.5,0.57250869499470747]
[396282,0.8,0.5,0.67805836987751389]
[396282,1,0.5,0.75510358384999254]
[396282,1.25,0.5,0.82420988961137143]
[396282,1.5,0.5,0.87252381672463331]
[396282,2,0.5,0.9283986088008469]
[396282,3,0.5,0.97240284288522605]
[396282,0.1,0.75,0.10736428247391513]
[396282,0.2,0.75,0.20399213670043856]
[396282,0.4,0.75,0.36874338424315745]
[396282,0.6,0.75,0.5039316497807349]
[396282,0.8,0.75,0.61447149553908964]
[396282,1,0.75,0.69892635717526075]
[396282,1.25,0.75,0.77536670195070312]
[396282,1.5,0.75,0.83131710267654624]
[396282,2,0.75,0.90254045062755184]
[396282,3,0.75,0.96053228489339182]
[396282,0.1,1,9.0352336307273573E-2]
[396282,0.2,1,0.17352185089974304]
[396282,0.4,1,0.32254649931952212]
[396282,0.6,1,0.4497958566460003]
[396282,0.8,1,0.55761379101769248]
[396282,1,1,0.64887343112052021]
[396282,1.25,1,0.73332829275669142]
[396282,1.5,1,0.79676394979585663]
[396282,2,1,0.87751398760018151]
[396282,3,1,0.95130802963859062]
[396282,0.1,2,5.3984575835475605E-2]
[396282,0.2,2,0.10638137002873128]
[396282,0.4,2,0.20603357024043559]
[396282,0.6,2,0.30024194767881446]
[396282,0.8,2,0.38908211099349771]
[396282,1,2,0.47278088613337371]
[396282,1.25,2,0.56872826251323161]
[396282,1.5,2,0.64932708301829734]
[396282,2,2,0.7709814002721912]
[396282,3,2,0.90450627551791929]
[396282,0.1,3,3.8031150763647367E-2]
[396282,0.2,3,7.5230606381370094E-2]
[396282,0.4,3,0.14879782247089079]
[396282,0.6,3,0.22055043096930299]
[396282,0.8,3,0.28942991078179353]
[396282,1,3,0.35657039165280513]
[396282,1.25,3,0.43777408135490703]
[396282,1.5,3,0.51429003477997881]
[396282,2,3,0.65023438681385159]
[396282,3,3,0.83199758052321193]
[396282,0.1,5,2.3665507334039059E-2]
[396282,0.2,5,4.6574928171782957E-2]
[396282,0.4,5,9.2469378496900095E-2]
[396282,0.6,5,0.13828822017238776]
[396282,0.8,5,0.18418267049750503]
[396282,1,5,0.22977468622410413]
[396282,1.25,5,0.28617873884772416]
[396282,1.5,5,0.34197792227430829]
[396282,2,5,0.45032511719340701]
[396282,3,5,0.64849538787237271]
[396282,0.1,10,1.2475427188870476E-2]
[396282,0.2,10,2.3967941932557097E-2]
[396282,0.4,10,4.7179797368819033E-2]
[396282,0.6,10,7.0391652805080973E-2]
[396282,0.8,10,9.3603508241342906E-2]
[396282,1,10,0.11689097232723432]
[396282,1.25,10,0.14592469378496911]
[396282,1.5,10,0.17503402389233336]
[396282,2,10,0.23317707545743241]
[396282,3,10,0.34969000453651894]
[396427,0.1,0.5,0.15285015000789515]
[396427,0.2,0.5,0.28146218222011682]
[396427,0.4,0.5,0.48255171324806567]
[396427,0.6,0.5,0.62442760145270804]
[396427,0.8,0.5,0.72880151586925623]
[396427,1,0.5,0.8037265119216801]
[396427,1.25,0.5,0.86688773093320703]
[396427,1.5,0.5,0.91031106900363179]
[396427,2,0.5,0.95831359545239214]
[396427,3,0.5,0.99139428390967943]
[396427,0.1,0.75,0.11976946155060803]
[396427,0.2,0.75,0.22864361282172752]
[396427,0.4,0.75,0.41015316595610296]
[396427,0.6,0.75,0.55131849044686565]
[396427,0.8,0.75,0.65956102952786977]
[396427,1,0.75,0.74096005052897518]
[396427,1.25,0.75,0.8162008526764567]
[396427,1.5,0.75,0.8687036159797884]
[396427,2,0.75,0.93447023527554085]
[396427,3,0.75,0.98247276172430131]
[396427,0.1,1,9.8215695562924338E-2]
[396427,0.2,1,0.19074688141481133]
[396427,0.4,1,0.35465024474972373]
[396427,0.6,1,0.49005210800568455]
[396427,0.8,1,0.6004263382283278]
[396427,1,1,0.68695720827411966]
[396427,1.25,1,0.76898784146534027]
[396427,1.5,1,0.82938575714511298]
[396427,2,1,0.90920574767092999]
[396427,3,1,0.9739459971577451]
[396427,0.1,2,5.6529291015316681E-2]
[396427,0.2,2,0.11171640612663832]
[396427,0.4,2,0.21885362387494081]
[396427,0.6,2,0.32038528343597028]
[396427,0.8,2,0.41402179062055899]
[396427,1,2,0.49976314542870676]
[396427,1.25,2,0.59742618032528028]
[396427,1.5,2,0.67858834675509239]
[396427,2,2,0.79717353544923431]
[396427,3,2,0.92168008842570659]
[396427,0.1,3,3.908100426338236E-2]
[396427,0.2,3,7.7609347860413749E-2]
[396427,0.4,3,0.15371861676930371]
[396427,0.6,3,0.22848570977419866]
[396427,0.8,3,0.30183167535133432]
[396427,1,3,0.37241433759671566]
[396427,1.25,3,0.45570819516816674]
[396427,1.5,3,0.53339649455234484]
[396427,2,3,0.67140375809253128]
[396427,3,3,0.84864992894362867]
[396427,0.1,5,2.4159166271909119E-2]
[396427,0.2,5,4.7844623401231634E-2]
[396427,0.4,5,9.5294489183641307E-2]
[396427,0.6,5,0.14266540344228645]
[396427,0.8,5,0.18995736617716727]
[396427,1,5,0.23693352281699046]
[396427,1.25,5,0.295199747355124]
[396427,1.5,5,0.35220274751302699]
[396427,2,5,0.46352439602084322]
[396427,3,5,0.66224538133585986]
[396427,0.1,10,1.2632243802305395E-2]
[396427,0.2,10,2.4632875414495593E-2]
[396427,0.4,10,4.8713090162640207E-2]
[396427,0.6,10,7.2872256434549185E-2]
[396427,0.8,10,9.7031422706458315E-2]
[396427,1,10,0.12119058897836729]
[396427,1.25,10,0.15135007105637138]
[396427,1.5,10,0.18158850465813994]
[396427,2,10,0.24198642033791248]
[396427,3,10,0.36270330017369345]
[397667,0.1,0.5,0.1210268948655257]
[397667,0.2,0.5,0.22336709745022712]
[397667,0.4,0.5,0.3972522994527885]
[397667,0.6,0.5,0.53609267667947369]
[397667,0.8,0.5,0.6454767726161369]
[397667,1,0.5,0.7323320526254512]
[397667,1.25,0.5,0.81307486319711253]
[397667,1.5,0.5,0.87198742577715682]
[397667,2,0.5,0.93974851554313654]
[397667,3,0.5,0.9871929211782513]
[397667,0.1,0.75,9.7799511002445064E-2]
[397667,0.2,0.75,0.18349051111887302]
[397667,0.4,0.75,0.33473046920479682]
[397667,0.6,0.75,0.46361625334730472]
[397667,0.8,0.75,0.57177785539643733]
[397667,1,0.75,0.66084526720223535]
[397667,1.25,0.75,0.74793340319012691]
[397667,1.5,0.75,0.81633484689719416]
[397667,2,0.75,0.90714867854232151]
[397667,3,0.75,0.97595762021189891]
[397667,0.1,1,8.1732448480614839E-2]
[397667,0.2,1,0.155547793689603]
[397667,0.4,1,0.28914891139830018]
[397667,0.6,1,0.40813831645127491]
[397667,0.8,1,0.51210851088601705]
[397667,1,1,0.60111770869717085]
[397667,1.25,1,0.69245546629409704]
[397667,1.5,1,0.76574688555128645]
[397667,2,1,0.870706717894982]
[397667,3,1,0.9626848294329956]
[397667,0.1,2,4.7211549656537427E-2]
[397667,0.2,2,9.279310746303418E-2]
[397667,0.4,2,0.18087088135987897]
[397667,0.6,2,0.26528117359413206]
[397667,0.8,2,0.34584934218186053]
[397667,1,2,0.42263360111770876]
[397667,1.25,2,0.51036209104668762]
[397667,1.5,2,0.58935848177901973]
[397667,2,2,0.72039818372336706]
[397667,3,2,0.88502736057748288]
[397667,0.1,3,3.242519501688218E-2]
[397667,0.2,3,6.4035394108743815E-2]
[397667,0.4,3,0.12679008033531264]
[397667,0.6,3,0.18884619862614982]
[397667,0.8,3,0.24962160903481198]
[397667,1,3,0.30911631156129937]
[397667,1.25,3,0.38124345092560258]
[397667,1.5,3,0.45150774246128766]
[397667,2,3,0.58027709861450694]
[397667,3,3,0.77977645826056585]
[397667,0.1,5,1.985097217371062E-2]
[397667,0.2,5,3.911980440097803E-2]
[397667,0.4,5,7.7541040866224278E-2]
[397667,0.6,5,0.11596227733147053]
[397667,0.8,5,0.15438351379671678]
[397667,1,5,0.19286296425660732]
[397667,1.25,5,0.24083129584352081]
[397667,1.5,5,0.28845034346256837]
[397667,2,5,0.38211666084526719]
[397667,3,5,0.56252183024799163]
[397667,0.1,10,1.0536733030620615E-2]
[397667,0.2,10,2.0083828152287951E-2]
[397667,0.4,10,3.9585516358132476E-2]
[397667,0.6,10,5.9087204563977209E-2]
[397667,0.8,10,7.8530678775177554E-2]
[397667,1,10,9.7915938991733634E-2]
[397667,1.25,10,0.12224938875305631]
[397667,1.5,10,0.14658283851437889]
[397667,2,10,0.19530795203166842]
[397667,3,10,0.29269996507160323]
[401656,0.1,0.5,9.4602985371184403E-2]
[401656,0.2,0.5,0.18175496113056647]
[401656,0.4,0.5,0.33621439038323025]
[401656,0.6,0.5,0.4651168566674117]
[401656,0.8,0.5,0.57159178402006805]
[401656,1,0.5,0.65740257804932567]
[401656,1.25,0.5,0.7404564985222164]
[401656,1.5,0.5,0.80182798102476216]
[401656,2,0.5,0.88609889973424738]
[401656,3,0.5,0.96428482726076048]
[401656,0.1,0.75,7.3839505252961748E-2]
[401656,0.2,0.75,0.14293520105307592]
[401656,0.4,0.75,0.27049648560713307]
[401656,0.6,0.75,0.38221195638675709]
[401656,0.8,0.75,0.47867769416089218]
[401656,1,0.75,0.56036559620495241]
[401656,1.25,0.75,0.6443384745299654]
[401656,1.5,0.75,0.71254004917666347]
[401656,2,0.75,0.81139011002657524]
[401656,3,0.75,0.9221121128579588]
[401656,0.1,1,6.0353177855599432E-2]
[401656,0.2,1,0.11785013536000789]
[401656,0.4,1,0.22608846832079077]
[401656,0.6,1,0.32461565208752446]
[401656,0.8,1,0.41251272880808681]
[401656,1,1,0.48868688373941332]
[401656,1.25,1,0.57047413257829771]
[401656,1.5,1,0.6392717879939398]
[401656,2,1,0.74433102352035363]
[401656,3,1,0.87335767329806535]
[401656,0.1,2,3.4200134118172895E-2]
[401656,0.2,2,6.7431636986811622E-2]
[401656,0.4,2,0.13344758214738092]
[401656,0.6,2,0.19712887762958542]
[401656,0.8,2,0.2585500335295432]
[401656,1,2,0.31711496907831005]
[401656,1.25,2,0.38608648138489426]
[401656,1.5,2,0.44929587959168471]
[401656,2,2,0.55559695005339882]
[401656,3,2,0.7060328341156894]
[401656,0.1,3,2.3495516975883517E-2]
[401656,0.2,3,4.6444626580234891E-2]
[401656,0.4,3,9.2193825596701598E-2]
[401656,0.6,3,0.13764498422869637]
[401656,0.8,3,0.18262424558527685]
[401656,1,3,0.22695775277550104]
[401656,1.25,3,0.28117626605071649]
[401656,1.5,3,0.33310980304497928]
[401656,2,3,0.43051933536994264]
[401656,3,3,0.59103891910687223]
[401656,0.1,5,1.4355611852072521E-2]
[401656,0.2,5,2.8264163127437056E-2]
[401656,0.4,5,5.603159228075405E-2]
[401656,0.6,5,8.3823858132776999E-2]
[401656,0.8,5,0.11166579738221184]
[401656,1,5,0.13945806323423479]
[401656,1.25,5,0.17417976802523405]
[401656,1.5,5,0.20885179941882123]
[401656,2,5,0.27772396493058138]
[401656,3,5,0.40968134515560189]
[401656,0.1,10,7.5006830092144055E-3]
[401656,0.2,10,1.4430121948190548E-2]
[401656,0.4,10,2.8413183319673109E-2]
[401656,0.6,10,4.2346571293743598E-2]
[401656,0.8,10,5.6304795966520028E-2]
[401656,1,10,7.0263020639296639E-2]
[401656,1.25,10,8.774805652832629E-2]
[401656,1.5,10,0.10523309241735576]
[401656,2,10,0.14022800089412119]
[401656,3,10,0.2102923279437697]
[405954,0.1,0.5,0.10577252483727299]
[405954,0.2,0.5,0.20092497430626929]
[405954,0.4,0.5,0.36770583533173462]
[405954,0.6,0.5,0.50433938563434966]
[405954,0.8,0.5,0.61465113623387013]
[405954,1,0.5,0.70032545392257617]
[405954,1.25,0.5,0.78217426059152684]
[405954,1.5,0.5,0.83878611396597014]
[405954,2,0.5,0.91284115564691104]
[405954,3,0.5,0.97353545734840696]
[405954,0.1,0.75,8.4675117049217805E-2]
[405954,0.2,0.75,0.16167066346922462]
[405954,0.4,0.75,0.30215827338129497]
[405954,0.6,0.75,0.42363252255338585]
[405954,0.8,0.75,0.52577937649880091]
[405954,1,0.75,0.61113965970081074]
[405954,1.25,0.75,0.69801301815690309]
[405954,1.5,0.75,0.76407445472193669]
[405954,2,0.75,0.85537284458147766]
[405954,3,0.75,0.94729930341441138]
[405954,0.1,1,7.0743405275779422E-2]
[405954,0.2,1,0.13617677286742033]
[405954,0.4,1,0.25799360511590724]
[405954,0.6,1,0.36642114879524945]
[405954,0.8,1,0.46108827223935139]
[405954,1,1,0.54213771839671121]
[405954,1.25,1,0.62829736211031173]
[405954,1.5,1,0.70009706520497883]
[405954,2,1,0.79881808838643364]
[405954,3,1,0.91626698641087134]
[405954,0.1,2,4.1852232499714544E-2]
[405954,0.2,2,8.1848806668950475E-2]
[405954,0.4,2,0.15941532488295077]
[405954,0.6,2,0.23426972707548246]
[405954,0.8,2,0.30429941760877011]
[405954,1,2,0.36916181340641768]
[405954,1.25,2,0.44370218111225301]
[405954,1.5,2,0.50982071485668601]
[405954,2,2,0.61901907045791937]
[405954,3,2,0.77789197213657646]
[405954,0.1,3,2.9347950211259528E-2]
[405954,0.2,3,5.778234555212975E-2]
[405954,0.4,3,0.11385177572227931]
[405954,0.6,3,0.16917894256023749]
[405954,0.8,3,0.22344981157930793]
[405954,1,3,0.2752655018842069]
[405954,1.25,3,0.33693045563549162]
[405954,1.5,3,0.3939990864451296]
[405954,2,3,0.49700239808153474]
[405954,3,3,0.65570400822199371]
[405954,0.1,5,1.8242548818088268E-2]
[405954,0.2,5,3.5828480073084264E-2]
[405954,0.4,5,7.097179399337665E-2]
[405954,0.6,5,0.10617220509306834]
[405954,0.8,5,0.14122987324426173]
[405954,1,5,0.17605915267785766]
[405954,1.25,5,0.2195101062007537]
[405954,1.5,5,0.26219024780175854]
[405954,2,5,0.34509535228959681]
[405954,3,5,0.49477560808496063]
[405954,0.1,10,9.5637775493890853E-3]
[405954,0.2,10,1.8442388945986092E-2]
[405954,0.4,10,3.622816032887971E-2]
[405954,0.6,10,5.3985383122073724E-2]
[405954,0.8,10,7.1742605915267738E-2]
[405954,1,10,8.9528377298161446E-2]
[405954,1.25,10,0.11176772867420347]
[405954,1.5,10,0.1340070800502455]
[405954,2,10,0.17848578280232955]
[405954,3,10,0.26752883407559663]
[406170,0.1,0.5,9.7923875432526036E-2]
[406170,0.2,0.5,0.18672763222936231]
[406170,0.4,0.5,0.34231339594661397]
[406170,0.6,0.5,0.47095897182402369]
[406170,0.8,0.5,0.57563025210084029]
[406170,1,0.5,0.66043005437469104]
[406170,1.25,0.5,0.74345032130499256]
[406170,1.5,0.5,0.80645081562036569]
[406170,2,0.5,0.88796342066238254]
[406170,3,0.5,0.96285219970341074]
[406170,0.1,0.75,7.4938210578349068E-2]
[406170,0.2,0.75,0.14508156203657926]
[406170,0.4,0.75,0.27249134948096893]
[406170,0.6,0.75,0.38536826495304011]
[406170,0.8,0.75,0.47975778546712805]
[406170,1,0.75,0.56102323282254085]
[406170,1.25,0.75,0.6463914977755808]
[406170,1.5,0.75,0.7162629757785467]
[406170,2,0.75,0.81594167078596136]
[406170,3,0.75,0.92318339100346025]
[406170,0.1,1,6.0726643598615931E-2]
[406170,0.2,1,0.11883341571922885]
[406170,0.4,1,0.22773109243697484]
[406170,0.6,1,0.32622343054869007]
[406170,0.8,1,0.41393969352446863]
[406170,1,1,0.49125061789421653]
[406170,1.25,1,0.57278793870489375]
[406170,1.5,1,0.64144834404349982]
[406170,2,1,0.74792387543252603]
[406170,3,1,0.87666831438457726]
[406170,0.1,2,3.4008897676717685E-2]
[406170,0.2,2,6.722689075630249E-2]
[406170,0.4,2,0.13306969846762234]
[406170,0.6,2,0.19750370736529904]
[406170,0.8,2,0.25850222441917942]
[406170,1,2,0.31707859614434009]
[406170,1.25,2,0.38682649530400393]
[406170,1.5,2,0.45111220958971832]
[406170,2,2,0.56109738012852206]
[406170,3,2,0.7105042016806723]
[406170,0.1,3,2.3603559070687057E-2]
[406170,0.2,3,4.653979238754332E-2]
[406170,0.4,3,9.2387543252595142E-2]
[406170,0.6,3,0.13816114681166591]
[406170,0.8,3,0.18353929807217009]
[406170,1,3,0.22817597627286207]
[406170,1.25,3,0.28252595155709342]
[406170,1.5,3,0.33509639149777559]
[406170,2,3,0.4338358872960949]
[406170,3,3,0.59490855165595646]
[406170,0.1,5,1.46811665842808E-2]
[406170,0.2,5,2.8843302026693069E-2]
[406170,0.4,5,5.7167572911517604E-2]
[406170,0.6,5,8.5491843796342143E-2]
[406170,0.8,5,0.11386554621848738]
[406170,1,5,0.14218981710331191]
[406170,1.25,5,0.17755808205635187]
[406170,1.5,5,0.21267918932278795]
[406170,2,5,0.2820069204152249]
[406170,3,5,0.41665842807711323]
[406170,0.1,10,7.7607513593672779E-3]
[406170,0.2,10,1.4953040039545328E-2]
[406170,0.4,10,2.9436480474542819E-2]
[406170,0.6,10,4.3944636678200658E-2]
[406170,0.8,10,5.8452792881858673E-2]
[406170,1,10,7.298566485417704E-2]
[406170,1.25,10,9.1151754819574951E-2]
[406170,1.5,10,0.1093425605536332]
[406170,2,10,0.14574888779041023]
[406170,3,10,0.21838853188334162]
[406402,0.1,0.5,0.10197113591369472]
[406402,0.2,0.5,0.19407224629156752]
[406402,0.4,0.5,0.35514876768140474]
[406402,0.6,0.5,0.48951309786818925]
[406402,0.8,0.5,0.59742346426419535]
[406402,1,0.5,0.68545031991507188]
[406402,1.25,0.5,0.77020629501047255]
[406402,1.5,0.5,0.83321378360542853]
[406402,2,0.5,0.91056723954896279]
[406402,3,0.5,0.97839497317304103]
[406402,0.1,0.75,8.0509568760221625E-2]
[406402,0.2,0.75,0.15479298769116009]
[406402,0.4,0.75,0.2893581614208246]
[406402,0.6,0.75,0.40650733078931517]
[406402,0.8,0.75,0.50793331994376389]
[406402,1,0.75,0.59340659340659341]
[406402,1.25,0.75,0.68258112644535618]
[406402,1.5,0.75,0.752704214845207]
[406402,2,0.75,0.85249476372191779]
[406402,3,0.75,0.94887097236966678]
[406402,0.1,1,6.6536596562706302E-2]
[406402,0.2,1,0.12882678679023332]
[406402,0.4,1,0.24442659168507738]
[406402,0.6,1,0.34840616302757293]
[406402,0.8,1,0.44059334920953724]
[406402,1,1,0.52285312598628531]
[406402,1.25,1,0.61102344131064756]
[406402,1.5,1,0.68476171348234005]
[406402,2,1,0.79336068631107803]
[406402,3,1,0.91469887814535333]
[406402,0.1,2,3.8418500559492683E-2]
[406402,0.2,2,7.5689323731099128E-2]
[406402,0.4,2,0.14807907497202541]
[406402,0.6,2,0.21774309241672171]
[406402,0.8,2,0.28448053252230804]
[406402,1,2,0.34722979370498952]
[406402,1.25,2,0.41904570625197257]
[406402,1.5,2,0.48477892864315841]
[406402,2,2,0.60080911255845981]
[406402,3,2,0.76535735804665306]
[406402,0.1,3,2.6511347660172709E-2]
[406402,0.2,3,5.2305396952916541E-2]
[406402,0.4,3,0.10375003586491846]
[406402,0.6,3,0.15433391673600555]
[406402,0.8,3,0.2043726508478467]
[406402,1,3,0.25326370757180161]
[406402,1.25,3,0.31211086563566981]
[406402,1.5,3,0.36863397698906841]
[406402,2,3,0.47037557742518582]
[406402,3,3,0.63997360342007859]
[406402,0.1,5,1.6268326973287815E-2]
[406402,0.2,5,3.1991507187329696E-2]
[406402,0.4,5,6.3380483746019081E-2]
[406402,0.6,5,9.4798152239405561E-2]
[406402,0.8,5,0.1262732046021863]
[406402,1,5,0.15763348922617851]
[406402,1.25,5,0.19674059621840309]
[406402,1.5,5,0.23576162740653608]
[406402,2,5,0.31219694143976129]
[406402,3,5,0.45697644392161368]
[406402,0.1,10,8.5215046050556367E-3]
[406402,0.2,10,1.6383094712076579E-2]
[406402,0.4,10,3.2221042664907024E-2]
[406402,0.6,10,4.8058990617737475E-2]
[406402,0.8,10,6.3896938570567927E-2]
[406402,1,10,7.9706194588701082E-2]
[406402,1.25,10,9.9532321464436371E-2]
[406402,1.5,10,0.11935844834017158]
[406402,2,10,0.15903939402633926]
[406402,3,10,0.23845866926806875]
[410428,0.1,0.5,0.13317784717555439]
[410428,0.2,0.5,0.24524647191366566]
[410428,0.4,0.5,0.43151361821559869]
[410428,0.6,0.5,0.57386251334150296]
[410428,0.8,0.5,0.68181997865359534]
[410428,1,0.5,0.76337115072933548]
[410428,1.25,0.5,0.83626516978297827]
[410428,1.5,0.5,0.88433411076412227]
[410428,2,0.5,0.9376605921650788]
[410428,3,0.5,0.97845594339249709]
[410428,0.1,0.75,0.11270111080365257]
[410428,0.2,0.75,0.21057832944617946]
[410428,0.4,0.75,0.37719887733723367]
[410428,0.6,0.75,0.51179981816025621]
[410428,0.8,0.75,0.61845278096216949]
[410428,1,0.75,0.70277107957465301]
[410428,1.25,0.75,0.78365023520575572]
[410428,1.5,0.75,0.84148317982369447]
[410428,2,0.75,0.90761750405186392]
[410428,3,0.75,0.96572716132347702]
[410428,0.1,1,9.8074870538008521E-2]
[410428,0.2,1,0.18519982606633206]
[410428,0.4,1,0.33671976914258611]
[410428,0.6,1,0.46424477210736448]
[410428,0.8,1,0.56864450330078664]
[410428,1,1,0.6546626082144128]
[410428,1.25,1,0.73878325493141472]
[410428,1.5,1,0.80317824247934544]
[410428,2,1,0.8810530892991264]
[410428,3,1,0.95406569949005815]
[410428,0.1,2,6.3841562240581962E-2]
[410428,0.2,2,0.12345337391785591]
[410428,0.4,2,0.23461279993675146]
[410428,0.6,2,0.3368778906589715]
[410428,0.8,2,0.42957662963987825]
[410428,1,2,0.51025813337549908]
[410428,1.25,2,0.59793651421117133]
[410428,1.5,2,0.6724512788077639]
[410428,2,2,0.78297821876111795]
[410428,3,2,0.89951377633711516]
[410428,0.1,3,4.6843499229157697E-2]
[410428,0.2,3,9.1433766849824044E-2]
[410428,0.4,3,0.17689844645610156]
[410428,0.6,3,0.25773807170810764]
[410428,0.8,3,0.33438747677590225]
[410428,1,3,0.40716290469225602]
[410428,1.25,3,0.48934656283353761]
[410428,1.5,3,0.56417757046290073]
[410428,2,3,0.68778906589714195]
[410428,3,3,0.83966478238526299]
[410428,0.1,5,3.0201209629600323E-2]
[410428,0.2,5,5.9256038265407054E-2]
[410428,0.4,5,0.11621931454322652]
[410428,0.6,5,0.17239198323911928]
[410428,0.8,5,0.22726014942483308]
[410428,1,5,0.28066569158398236]
[410428,1.25,5,0.34525833102739462]
[410428,1.5,5,0.40680713128038898]
[410428,2,5,0.52207771672530345]
[410428,3,5,0.70443135549669922]
[410428,0.1,10,1.6049333913112321E-2]
[410428,0.2,10,3.1110408348816027E-2]
[410428,0.4,10,6.1351148357512729E-2]
[410428,0.6,10,9.1512827608016808E-2]
[410428,0.8,10,0.12167450685852074]
[410428,1,10,0.1518757164881212]
[410428,1.25,10,0.18962722852512157]
[410428,1.5,10,0.22737874056212193]
[410428,2,10,0.30213068743329252]
[410428,3,10,0.44653516227220624]
[411136,0.1,0.5,0.13471605923119104]
[411136,0.2,0.5,0.24031510195941561]
[411136,0.4,0.5,0.40928354190556904]
[411136,0.6,0.5,0.5390138106396769]
[411136,0.8,0.5,0.63972677868075989]
[411136,1,0.5,0.71655781024081378]
[411136,1.25,0.5,0.78581044024530089]
[411136,1.5,0.5,0.83447175549683394]
[411136,2,0.5,0.90182978511242951]
[411136,3,0.5,0.96006381811836272]
[411136,0.1,0.75,0.11681707134666201]
[411136,0.2,0.75,0.21114822755147827]
[411136,0.4,0.75,0.36650545944059426]
[411136,0.6,0.75,0.48865732661913541]
[411136,0.8,0.75,0.58832327865583089]
[411136,1,0.75,0.66764720546442635]
[411136,1.25,0.75,0.74228448920576351]
[411136,1.5,0.75,0.79737747419853411]
[411136,2,0.75,0.87081816822057134]
[411136,3,0.75,0.94390985690781271]
[411136,0.1,1,0.10430273719898285]
[411136,0.2,1,0.19095577603829081]
[411136,0.4,1,0.33544398464376518]
[411136,0.6,1,0.45335792989978557]
[411136,0.8,1,0.55023183925811425]
[411136,1,1,0.63145036645560149]
[411136,1.25,1,0.70912898240015954]
[411136,1.5,1,0.76860946303036348]
[411136,2,1,0.85032656927755901]
[411136,3,1,0.93219324923966695]
[411136,0.1,2,7.3590267736949655E-2]
[411136,0.2,2,0.13890412324874099]
[411136,0.4,2,0.25517275764072389]
[411136,0.6,2,0.3562845889215735]
[411136,0.8,2,0.44523109138953976]
[411136,1,2,0.52465473400807694]
[411136,1.25,2,0.60746871416463077]
[411136,1.5,2,0.67442788054045966]
[411136,2,2,0.77643715411078429]
[411136,3,2,0.8924066410729421]
[411136,0.1,3,5.6339432617041385E-2]
[411136,0.2,3,0.10784264845191208]
[411136,0.4,3,0.20506556314503654]
[411136,0.6,3,0.29226703893902373]
[411136,0.8,3,0.37169068155756091]
[411136,1,3,0.44508151767462723]
[411136,1.25,3,0.52684848182679356]
[411136,1.5,3,0.59724784364561001]
[411136,2,3,0.70763324525103455]
[411136,3,3,0.84559006830532979]
[411136,0.1,5,3.7842149872862364E-2]
[411136,0.2,5,7.3490551927008041E-2]
[411136,0.4,5,0.1424440345016702]
[411136,0.6,5,0.20890462182779071]
[411136,0.8,5,0.27257316647554464]
[411136,1,5,0.33389838958966944]
[411136,1.25,5,0.40703993618188156]
[411136,1.5,5,0.47569427132671882]
[411136,2,5,0.59176347409881835]
[411136,3,5,0.75370194944408431]
[411136,0.1,10,2.0691030562895705E-2]
[411136,0.2,10,3.9936181881637257E-2]
[411136,0.4,10,7.8625916139003757E-2]
[411136,0.6,10,0.11676721344169112]
[411136,0.8,10,0.154758937029466]
[411136,1,10,0.19260108690232836]
[411136,1.25,10,0.23926808595502816]
[411136,1.5,10,0.28513735852819466]
[411136,2,10,0.37508101909557751]
[411136,3,10,0.54499675923617685]
[412797,0.1,0.5,0.1572949467686309]
[412797,0.2,0.5,0.28055180686759629]
[412797,0.4,0.5,0.46753636227320433]
[412797,0.6,0.5,0.60023991602938975]
[412797,0.8,0.5,0.69680611785874946]
[412797,1,0.5,0.76908082171240066]
[412797,1.25,0.5,0.83610736242315187]
[412797,1.5,0.5,0.88409056830109467]
[412797,2,0.5,0.93957115009746595]
[412797,3,0.5,0.98530514319988005]
[412797,0.1,0.75,0.13885140200929663]
[412797,0.2,0.75,0.24996251312040785]
[412797,0.4,0.75,0.42255210676263305]
[412797,0.6,0.75,0.55105713000449841]
[412797,0.8,0.75,0.65092217723796664]
[412797,1,0.75,0.72559604138551503]
[412797,1.25,0.75,0.79472184735342633]
[412797,1.5,0.75,0.84660368870895186]
[412797,2,0.75,0.91363022941970318]
[412797,3,0.75,0.97285949917528869]
[412797,0.1,1,0.12535612535612528]
[412797,0.2,1,0.22792022792022787]
[412797,0.4,1,0.39106312790523312]
[412797,0.6,1,0.51611935822462141]
[412797,0.8,1,0.61478482531114109]
[412797,1,1,0.69335732493627233]
[412797,1.25,1,0.76608187134502925]
[412797,1.5,1,0.82021292547608338]
[412797,2,1,0.89248762932973469]
[412797,3,1,0.96101364522417154]
[412797,0.1,2,9.1767881241565333E-2]
[412797,0.2,2,0.17168990853201374]
[412797,0.4,2,0.30814215024741337]
[412797,0.6,2,0.42075273654221018]
[412797,0.8,2,0.51611935822462141]
[412797,1,2,0.5961913330334383]
[412797,1.25,2,0.67866246813615239]
[412797,1.5,2,0.74643874643874641]
[412797,2,2,0.83340830709251768]
[412797,3,2,0.92382666066876595]
[412797,0.1,3,7.2274703853651118E-2]
[412797,0.2,3,0.13735192682561095]
[412797,0.4,3,0.25521067626330785]
[412797,0.6,3,0.35612535612535617]
[412797,0.8,3,0.44294496926075871]
[412797,1,3,0.52001799370220414]
[412797,1.25,3,0.60278902384165545]
[412797,1.5,3,0.67491378017693804]
[412797,2,3,0.78662468136152341]
[412797,3,3,0.89188783925626025]
[412797,0.1,5,5.0382366171839769E-2]
[412797,0.2,5,9.686609686609686E-2]
[412797,0.4,5,0.18533513270355373]
[412797,0.6,5,0.26795621532463637]
[412797,0.8,5,0.34457939721097608]
[412797,1,5,0.41325536062378165]
[412797,1.25,5,0.4906282801019643]
[412797,1.5,5,0.56035387614334986]
[412797,2,5,0.67956215324636382]
[412797,3,5,0.83520767731294043]
[412797,0.1,10,2.9389713600239877E-2]
[412797,0.2,10,5.6230319388214128E-2]
[412797,0.4,10,0.10901184585395103]
[412797,0.6,10,0.16014394961763379]
[412797,0.8,10,0.21022642075273645]
[412797,1,10,0.2594092067776278]
[412797,1.25,10,0.31953816164342475]
[412797,1.5,10,0.37696806117858744]
[412797,2,10,0.4853801169590643]
[412797,3,10,0.6657669815564552]
[413284,0.1,0.5,0.12670368500757181]
[413284,0.2,0.5,0.2343934040047114]
[413284,0.4,0.5,0.41582534073700145]
[413284,0.6,0.5,0.5593134780413932]
[413284,0.8,0.5,0.66965337371697797]
[413284,1,0.5,0.75319703853272757]
[413284,1.25,0.5,0.82879017331314153]
[413284,1.5,0.5,0.88179370688204617]
[413284,2,0.5,0.9422429749284873]
[413284,3,0.5,0.98923102810028607]
[413284,0.1,0.75,0.10617533232374211]
[413284,0.2,0.75,0.1985108531044926]
[413284,0.4,0.75,0.35890964159515393]
[413284,0.6,0.75,0.49322732626619548]
[413284,0.8,0.75,0.60167423860003366]
[413284,1,0.75,0.68950866565707547]
[413284,1.25,0.75,0.77359919232710761]
[413284,1.5,0.75,0.83619384149419496]
[413284,2,0.75,0.91157664479219247]
[413284,3,0.75,0.97934544842672056]
[413284,0.1,1,9.2167255594817393E-2]
[413284,0.2,1,0.17377587077233722]
[413284,0.4,1,0.3175164058556284]
[413284,0.6,1,0.44253743900387005]
[413284,0.8,1,0.54799764428739695]
[413284,1,1,0.63730439172135278]
[413284,1.25,1,0.72787312804980642]
[413284,1.5,1,0.79555779909136803]
[413284,2,1,0.88377082281675934]
[413284,3,1,0.96760895170789163]
[413284,0.1,2,6.0575466935890873E-2]
[413284,0.2,2,0.11707050311290584]
[413284,0.4,2,0.22139491839138475]
[413284,0.6,2,0.31608615177519772]
[413284,0.8,2,0.40366818105334001]
[413284,1,2,0.48515059734140997]
[413284,1.25,2,0.57689718997139494]
[413284,1.5,2,0.65484603735487124]
[413284,2,2,0.77801615345784947]
[413284,3,2,0.9090106007067138]
[413284,0.1,3,4.4548207975769707E-2]
[413284,0.2,3,8.6866902237926882E-2]
[413284,0.4,3,0.16742386000336518]
[413284,0.6,3,0.24352179034157825]
[413284,0.8,3,0.31549722362443211]
[413284,1,3,0.38494867911829039]
[413284,1.25,3,0.46537943799427894]
[413284,1.5,3,0.5410146390711762]
[413284,2,3,0.67078916372202591]
[413284,3,3,0.84229345448426729]
[413284,0.1,5,2.8941611980481192E-2]
[413284,0.2,5,5.6663301362947914E-2]
[413284,0.4,5,0.11134948679118285]
[413284,0.6,5,0.16477368332492001]
[413284,0.8,5,0.2169779572606427]
[413284,1,5,0.26779404341241797]
[413284,1.25,5,0.32958943294632337]
[413284,1.5,5,0.38877671209826686]
[413284,2,5,0.50210331482416282]
[413284,3,5,0.68370351674238605]
[413284,0.1,10,1.5354198216388963E-2]
[413284,0.2,10,2.9825004206629636E-2]
[413284,0.4,10,5.8556284704694581E-2]
[413284,0.6,10,8.7245498906276212E-2]
[413284,0.8,10,0.11597677940434116]
[413284,1,10,0.14470805990240609]
[413284,1.25,10,0.18063267709910807]
[413284,1.5,10,0.21651522799932688]
[413284,2,10,0.2881961972067979]
[413284,3,10,0.42962308598351001]
[414191,0.1,0.5,0.15741248765499835]
[414191,0.2,0.5,0.27916163722155157]
[414191,0.4,0.5,0.46636672884889713]
[414191,0.6,0.5,0.60688028091737078]
[414191,0.8,0.5,0.70991989465598604]
[414191,1,0.5,0.78585537144738282]
[414191,1.25,0.5,0.85416438055525079]
[414191,1.5,0.5,0.9035992538132338]
[414191,2,0.5,0.9571491276198838]
[414191,3,0.5,0.98897179852957307]
[414191,0.1,0.75,0.13623395149786013]
[414191,0.2,0.75,0.24530889937451983]
[414191,0.4,0.75,0.41715132228684298]
[414191,0.6,0.75,0.55179414023921869]
[414191,0.8,0.75,0.65708328761110502]
[414191,1,0.75,0.73740809832107979]
[414191,1.25,0.75,0.81005157467354327]
[414191,1.5,0.75,0.86535718204762424]
[414191,2,0.75,0.93597059146274542]
[414191,3,0.75,0.98304619773949298]
[414191,0.1,1,0.12158454954460647]
[414191,0.2,1,0.22177109623614616]
[414191,0.4,1,0.38313398441786456]
[414191,0.6,1,0.51185120158016018]
[414191,0.8,1,0.61796334906177985]
[414191,1,1,0.70339076045210147]
[414191,1.25,1,0.78047843739712486]
[414191,1.5,1,0.83786897838253049]
[414191,2,1,0.91868758915834525]
[414191,3,1,0.97695599692746615]
[414191,0.1,2,8.6140678152090436E-2]
[414191,0.2,2,0.16267968835729177]
[414191,0.4,2,0.29721277296170306]
[414191,0.6,2,0.4107319214309228]
[414191,0.8,2,0.50812026774936903]
[414191,1,2,0.59459014594535275]
[414191,1.25,2,0.68599802479973671]
[414191,1.5,2,0.75836716778228908]
[414191,2,2,0.85816964775595295]
[414191,3,2,0.95468012729068363]
[414191,0.1,3,6.7211675628223305E-2]
[414191,0.2,3,0.12921101722813555]
[414191,0.4,3,0.24190716558762204]
[414191,0.6,3,0.34297157906287717]
[414191,0.8,3,0.43289805771974099]
[414191,1,3,0.51508833534511145]
[414191,1.25,3,0.60583781411170845]
[414191,1.5,3,0.68462635795018101]
[414191,2,3,0.80533304071107203]
[414191,3,3,0.92927685723691422]
[414191,0.1,5,4.5703939427191836E-2]
[414191,0.2,5,8.8884011851201442E-2]
[414191,0.4,5,0.17337868978382523]
[414191,0.6,5,0.25293536705804892]
[414191,0.8,5,0.32826731043564134]
[414191,1,5,0.39816745308899376]
[414191,1.25,5,0.48046746406232854]
[414191,1.5,5,0.5549764073301876]
[414191,2,5,0.68599802479973671]
[414191,3,5,0.8669483155931087]
[414191,0.1,10,2.4964336661911463E-2]
[414191,0.2,10,4.8666739822232005E-2]
[414191,0.4,10,9.5852079446943919E-2]
[414191,0.6,10,0.14270821902776248]
[414191,0.8,10,0.18939975858663449]
[414191,1,10,0.23570723142763084]
[414191,1.25,10,0.29216503895533852]
[414191,1.5,10,0.34796444639525947]
[414191,2,10,0.45440579392077246]
[414191,3,10,0.64967628662350485]
[415411,0.1,0.5,0.14662563200703446]
[415411,0.2,0.5,0.26474683080530514]
[415411,0.4,0.5,0.45174763684326225]
[415411,0.6,0.5,0.59383014581959404]
[415411,0.8,0.5,0.69949439437238947]
[415411,1,0.5,0.77533523851395902]
[415411,1.25,0.5,0.84091741774749029]
[415411,1.5,0.5,0.88502967685205536]
[415411,2,0.5,0.93771524877262402]
[415411,3,0.5,0.97874990840477771]
[415411,0.1,0.75,0.12772037810507805]
[415411,0.2,0.75,0.23331135047995905]
[415411,0.4,0.75,0.40389829266505461]
[415411,0.6,0.75,0.53989887887447796]
[415411,0.8,0.75,0.64629588920641901]
[415411,1,0.75,0.72675313255660579]
[415411,1.25,0.75,0.79958965340367849]
[415411,1.5,0.75,0.84978383527515211]
[415411,2,0.75,0.91360738623873372]
[415411,3,0.75,0.97010331941085959]
[415411,0.1,1,0.11438411372462812]
[415411,0.2,1,0.21074228768227446]
[415411,0.4,1,0.3707774602476735]
[415411,0.6,1,0.50003663808895726]
[415411,0.8,1,0.60592071517549639]
[415411,1,1,0.68872279621894927]
[415411,1.25,1,0.7673481351212722]
[415411,1.5,1,0.82311130651425224]
[415411,2,1,0.89404264673554634]
[415411,3,1,0.96277570161940351]
[415411,0.1,2,8.0970176595588805E-2]
[415411,0.2,2,0.15366014508683223]
[415411,0.4,2,0.28438484648640727]
[415411,0.6,2,0.3969370557631714]
[415411,0.8,2,0.49564006741408367]
[415411,1,2,0.57836887227962197]
[415411,1.25,2,0.66395544808382789]
[415411,1.5,2,0.73144280794313765]
[415411,2,2,0.8297061625265626]
[415411,3,2,0.92958159302410781]
[415411,0.1,3,6.140543709240133E-2]
[415411,0.2,3,0.11907378911115996]
[415411,0.4,3,0.22730270389096507]
[415411,0.6,3,0.32549278229647544]
[415411,0.8,3,0.41532937641972595]
[415411,1,3,0.49432109621162162]
[415411,1.25,3,0.5801275005495713]
[415411,1.5,3,0.65377005935370414]
[415411,2,3,0.76485674507217705]
[415411,3,3,0.89909870301165085]
[415411,0.1,5,3.9935516963435183E-2]
[415411,0.2,5,7.8552062724408359E-2]
[415411,0.4,5,0.15417307833223426]
[415411,0.6,5,0.22744925624679424]
[415411,0.8,5,0.29772111086685721]
[415411,1,5,0.36462226130285053]
[415411,1.25,5,0.44405363816223348]
[415411,1.5,5,0.51784274932219532]
[415411,2,5,0.6415329376419725]
[415411,3,5,0.81739576463691666]
[415411,0.1,10,2.1103539239393291E-2]
[415411,0.2,10,4.1034659632153622E-2]
[415411,0.4,10,8.1116728951417971E-2]
[415411,0.6,10,0.12105224591485315]
[415411,0.8,10,0.1609144867003737]
[415411,1,10,0.20048362277423615]
[415411,1.25,10,0.24950538579907666]
[415411,1.5,10,0.29838059646808829]
[415411,2,10,0.39437238953616177]
[415411,3,10,0.5782223199237928]
[418845,0.1,0.5,0.14098417970457139]
[418845,0.2,0.5,0.25482912332838048]
[418845,0.4,0.5,0.43759286775631506]
[418845,0.6,0.5,0.57582379162660613]
[418845,0.8,0.5,0.67869941438685433]
[418845,1,0.5,0.75618390000874047]
[418845,1.25,0.5,0.8254523206013461]
[418845,1.5,0.5,0.87444279346210996]
[418845,2,0.5,0.93138711651079453]
[418845,3,0.5,0.97648806922471809]
[418845,0.1,0.75,0.11882702560964956]
[418845,0.2,0.75,0.21916790490341753]
[418845,0.4,0.75,0.38549951927279086]
[418845,0.6,0.75,0.51752469189756145]
[418845,0.8,0.75,0.62289135565072984]
[418845,1,0.75,0.7030416921597763]
[418845,1.25,0.75,0.78017655799318242]
[418845,1.5,0.75,0.83620312909710681]
[418845,2,0.75,0.90551525216327244]
[418845,3,0.75,0.9635521370509571]
[418845,0.1,1,0.10388077965212841]
[418845,0.2,1,0.19333974302945559]
[418845,0.4,1,0.34734725985490789]
[418845,0.6,1,0.47281706144567781]
[418845,0.8,1,0.57691635346560621]
[418845,1,1,0.66165544969845291]
[418845,1.25,1,0.74246132331089942]
[418845,1.5,1,0.80425662092474437]
[418845,2,1,0.88348920548903065]
[418845,3,1,0.95406870028843638]
[418845,0.1,2,6.9268420592605573E-2]
[418845,0.2,2,0.13303032951665064]
[418845,0.4,2,0.24975963639541995]
[418845,0.6,2,0.35298487894414832]
[418845,0.8,2,0.44379861900183554]
[418845,1,2,0.52613407918888211]
[418845,1.25,2,0.61568044751332929]
[418845,1.5,2,0.68958133030329516]
[418845,2,2,0.80062931561926398]
[418845,3,2,0.91600384581767325]
[418845,0.1,3,5.1831133642164143E-2]
[418845,0.2,3,0.10042828424088811]
[418845,0.4,3,0.19386417271217549]
[418845,0.6,3,0.28039507036098243]
[418845,0.8,3,0.36019578708154881]
[418845,1,3,0.4336159426623547]
[418845,1.25,3,0.5169128572677214]
[418845,1.5,3,0.59304256620924745]
[418845,2,3,0.71523468228301712]
[418845,3,3,0.86784371995454934]
[418845,0.1,5,3.4350144218162806E-2]
[418845,0.2,5,6.6952189493925354E-2]
[418845,0.4,5,0.13088890831221051]
[418845,0.6,5,0.19360195787081547]
[418845,0.8,5,0.25513504064330045]
[418845,1,5,0.3144392972642252]
[418845,1.25,5,0.38475657722227086]
[418845,1.5,5,0.44965475045887598]
[418845,2,5,0.56821956122716544]
[418845,3,5,0.74993444628965999]
[418845,0.1,10,1.8923171051481506E-2]
[418845,0.2,10,3.6578970369722914E-2]
[418845,0.4,10,7.1977973953325836E-2]
[418845,0.6,10,0.1072458701162486]
[418845,0.8,10,0.14247006380561145]
[418845,1,10,0.17760685254785419]
[418845,1.25,10,0.22100340879293776]
[418845,1.5,10,0.26439996503802116]
[418845,2,10,0.35040643300410806]
[418845,3,10,0.511581155493401]
[419364,0.1,0.5,0.12313250659115314]
[419364,0.2,0.5,0.22553136086970668]
[419364,0.4,0.5,0.3948507632718159]
[419364,0.6,0.5,0.52755264785339973]
[419364,0.8,0.5,0.63239266998665489]
[419364,1,0.5,0.71461120333300776]
[419364,1.25,0.5,0.79158936301793448]
[419364,1.5,0.5,0.84705269667675687]
[419364,2,0.5,0.91351756013410146]
[419364,3,0.5,0.96761383979429094]
[419364,0.1,0.75,0.10327767470624608]
[419364,0.2,0.75,0.19125736418969494]
[419364,0.4,0.75,0.3414054617062135]
[419364,0.6,0.75,0.46333365882238065]
[419364,0.8,0.75,0.56508153500634695]
[419364,1,0.75,0.64827653549458064]
[419364,1.25,0.75,0.73062526445985088]
[419364,1.5,0.75,0.79178465644631058]
[419364,2,0.75,0.8758259284575074]
[419364,3,0.75,0.94977704000260399]
[419364,0.1,1,8.9216547863164394E-2]
[419364,0.2,1,0.16707352797578359]
[419364,0.4,1,0.30407186798164237]
[419364,0.6,1,0.41867656153370442]
[419364,0.8,1,0.51518406405624451]
[419364,1,1,0.59828141783028999]
[419364,1.25,1,0.68355954822120235]
[419364,1.5,1,0.74999186277381757]
[419364,2,1,0.8428864368713993]
[419364,3,1,0.93467434820818274]
[419364,0.1,2,5.6895485466913961E-2]
[419364,0.2,2,0.10942941770009434]
[419364,0.4,2,0.20779220779220781]
[419364,0.6,2,0.29853855417765196]
[419364,0.8,2,0.38078963642873415]
[419364,1,2,0.45382937864140865]
[419364,1.25,2,0.53679653679653672]
[419364,1.5,2,0.61091039286528004]
[419364,2,2,0.72795625427204369]
[419364,3,2,0.87016241903459945]
[419364,0.1,3,4.1141815577905784E-2]
[419364,0.2,3,8.0135403443674119E-2]
[419364,0.4,3,0.15519317774956876]
[419364,0.6,3,0.22618233896429379]
[419364,0.8,3,0.29398170751554209]
[419364,1,3,0.35732187611886856]
[419364,1.25,3,0.42928750447547442]
[419364,1.5,3,0.49565472121863102]
[419364,2,3,0.61888487452397223]
[419364,3,3,0.79178465644631058]
[419364,0.1,5,2.5974025974025917E-2]
[419364,0.2,5,5.0873938091983172E-2]
[419364,0.4,5,0.10018552875695731]
[419364,0.6,5,0.14874849461315628]
[419364,0.8,5,0.19649773785112129]
[419364,1,5,0.24336816066139377]
[419364,1.25,5,0.30042639065195459]
[419364,1.5,5,0.35462031702633207]
[419364,2,5,0.45558701949679392]
[419364,3,5,0.63528952250756765]
[419364,0.1,10,1.3703088891058797E-2]
[419364,0.2,10,2.6494808449695671E-2]
[419364,0.4,10,5.2110796471698702E-2]
[419364,0.6,10,7.7661686684243059E-2]
[419364,0.8,10,0.10321257689678741]
[419364,1,10,0.12869836929987308]
[419364,1.25,10,0.16040100250626557]
[419364,1.5,10,0.19190834228428205]
[419364,2,10,0.25479282622139765]
[419364,3,10,0.37906454447807825]
[419665,0.1,0.5,0.12667180169455927]
[419665,0.2,0.5,0.23569778026748836]
[419665,0.4,0.5,0.41723268678663961]
[419665,0.6,0.5,0.55773405223723826]
[419665,0.8,0.5,0.66658497304110353]
[419665,1,0.5,0.75068272529934887]
[419665,1.25,0.5,0.82753308591835317]
[419665,1.5,0.5,0.87935018556123512]
[419665,2,0.5,0.93802954975141795]
[419665,3,0.5,0.98329948883131435]
[419665,0.1,0.75,0.10499964988446195]
[419665,0.2,0.75,0.19711504796582879]
[419665,0.4,0.75,0.35736292976682305]
[419665,0.6,0.75,0.48851621034941534]
[419665,0.8,0.75,0.59376094111056654]
[419665,1,0.75,0.67768363559974798]
[419665,1.25,0.75,0.76167635319655491]
[419665,1.5,0.75,0.82637770464253202]
[419665,2,0.75,0.90725439395000351]
[419665,3,0.75,0.97006512149009172]
[419665,0.1,1,9.0014704852601407E-2]
[419665,0.2,1,0.17036622085288144]
[419665,0.4,1,0.31359848750087532]
[419665,0.6,1,0.43568377564596322]
[419665,0.8,1,0.53910790560885091]
[419665,1,1,0.62152510328408384]
[419665,1.25,1,0.7065331559414606]
[419665,1.5,1,0.77596106715216018]
[419665,2,1,0.87448357958126177]
[419665,3,1,0.95658567327217991]
[419665,0.1,2,5.7348925145298005E-2]
[419665,0.2,2,0.1108815909250053]
[419665,0.4,2,0.20971920733842175]
[419665,0.6,2,0.30081927035921863]
[419665,0.8,2,0.38432182620264688]
[419665,1,2,0.46092710594496183]
[419665,1.25,2,0.54632028569427915]
[419665,1.5,2,0.61952944471675653]
[419665,2,2,0.73657306911280718]
[419665,3,2,0.88806806246061198]
[419665,0.1,3,4.1873818360058872E-2]
[419665,0.2,3,8.1611931937539364E-2]
[419665,0.4,3,0.15695679574259508]
[419665,0.6,3,0.22806526153630707]
[419665,0.8,3,0.29644282613262385]
[419665,1,3,0.36128422379385206]
[419665,1.25,3,0.43631398361459278]
[419665,1.5,3,0.50458651354947137]
[419665,2,3,0.62471115468104488]
[419665,3,3,0.80085428191303132]
[419665,0.1,5,2.6993907989636606E-2]
[419665,0.2,5,5.2832434703452148E-2]
[419665,0.4,5,0.10324907219382401]
[419665,0.6,5,0.1520551782088089]
[419665,0.8,5,0.19963587984034736]
[419665,1,5,0.24595616553462649]
[419665,1.25,5,0.3032000560184861]
[419665,1.5,5,0.35893844968839722]
[419665,2,5,0.46250262586653595]
[419665,3,5,0.63598487500875278]
[419665,0.1,10,1.449478327848195E-2]
[419665,0.2,10,2.8009243050206592E-2]
[419665,0.4,10,5.5108185701281474E-2]
[419665,0.6,10,8.2137105244730765E-2]
[419665,0.8,10,0.10906099012674189]
[419665,1,10,0.1355297248091871]
[419665,1.25,10,0.16844058539317974]
[419665,1.5,10,0.20128142286954703]
[419665,2,10,0.26615783208458793]
[419665,3,10,0.39324977242490028]
[419729,0.1,0.5,0.13149358281227966]
[419729,0.2,0.5,0.24328898500305582]
[419729,0.4,0.5,0.43115039255324156]
[419729,0.6,0.5,0.57435005406421891]
[419729,0.8,0.5,0.6825255042076066]
[419729,1,0.5,0.76230548634290818]
[419729,1.25,0.5,0.83352921818438253]
[419729,1.5,0.5,0.88458464576183549]
[419729,2,0.5,0.949649757886324]
[419729,3,0.5,0.98989234168586338]
[419729,0.1,0.75,0.11259461238305672]
[419729,0.2,0.75,0.20976916929152364]
[419729,0.4,0.75,0.37873160641248649]
[419729,0.6,0.75,0.51638380894175162]
[419729,0.8,0.75,0.62540548164167176]
[419729,1,0.75,0.70913450237412434]
[419729,1.25,0.75,0.78628179211132532]
[419729,1.5,0.75,0.84236754266372049]
[419729,2,0.75,0.91796342438061207]
[419729,3,0.75,0.97997273282873398]
[419729,0.1,1,9.881998965727988E-2]
[419729,0.2,1,0.18546377697334399]
[419729,0.4,1,0.33971134408349396]
[419729,0.6,1,0.47064077852475206]
[419729,0.8,1,0.57947440176766485]
[419729,1,1,0.66668233745475058]
[419729,1.25,1,0.74838982652437591]
[419729,1.5,1,0.80720229420337553]
[419729,2,1,0.89013210474354754]
[419729,3,1,0.97089934652813692]
[419729,0.1,2,6.6193408866531953E-2]
[419729,0.2,2,0.12698039584410703]
[419729,0.4,2,0.23933994640590481]
[419729,0.6,2,0.3438484321376522]
[419729,0.8,2,0.43937755629730618]
[419729,1,2,0.52489304687132721]
[419729,1.25,2,0.61966997320295236]
[419729,1.5,2,0.69597104038362101]
[419729,2,2,0.80428752761976396]
[419729,3,2,0.91956184476517333]
[419729,0.1,3,4.8939871186121968E-2]
[419729,0.2,3,9.4870951060128841E-2]
[419729,0.4,3,0.18325419585350944]
[419729,0.6,3,0.26698321658596214]
[419729,0.8,3,0.3461050256217385]
[419729,1,3,0.42108974660335668]
[419729,1.25,3,0.5078275586479245]
[419729,1.5,3,0.58544497202764334]
[419729,2,3,0.71632739410464963]
[419729,3,3,0.86709604626016656]
[419729,0.1,5,3.182737059846738E-2]
[419729,0.2,5,6.1962296083870119E-2]
[419729,0.4,5,0.1212918997696395]
[419729,0.6,5,0.17963424380612109]
[419729,0.8,5,0.23731841474307749]
[419729,1,5,0.29354520238822818]
[419729,1.25,5,0.36171313055333554]
[419729,1.5,5,0.42748342814160123]
[419729,2,5,0.54830520426872265]
[419729,3,5,0.74251328099290115]
[419729,0.1,10,1.7018475859151044E-2]
[419729,0.2,10,3.2908654976258722E-2]
[419729,0.4,10,6.4547976117719008E-2]
[419729,0.6,10,9.5999247802172047E-2]
[419729,0.8,10,0.12740350712237322]
[419729,1,10,0.15871374171407085]
[419729,1.25,10,0.1975929669503079]
[419729,1.5,10,0.23642517982229325]
[419729,2,10,0.313619481923746]
[419729,3,10,0.46758497484838518]
[420738,0.1,0.5,0.13284362549800799]
[420738,0.2,0.5,0.24352589641434269]
[420738,0.4,0.5,0.41085657370517925]
[420738,0.6,0.5,0.54121015936254979]
[420738,0.8,0.5,0.64417330677290829]
[420738,1,0.5,0.72497509960159368]
[420738,1.25,0.5,0.80004980079681276]
[420738,1.5,0.5,0.85669820717131473]
[420738,2,0.5,0.92218625498007967]
[420738,3,0.5,0.96837649402390447]
[420738,0.1,0.75,0.11055776892430277]
[420738,0.2,0.75,0.2055527888446215]
[420738,0.4,0.75,0.358441235059761]
[420738,0.6,0.75,0.47895916334661359]
[420738,0.8,0.75,0.57806274900398413]
[420738,1,0.75,0.65874003984063745]
[420738,1.25,0.75,0.73979083665338652]
[420738,1.5,0.75,0.80042330677290841]
[420738,2,0.75,0.8797310756972111]
[420738,3,0.75,0.94845617529880477]
[420738,0.1,1,9.5991035856573689E-2]
[420738,0.2,1,0.18040338645418325]
[420738,0.4,1,0.32146414342629481]
[420738,0.6,1,0.43550796812749004]
[420738,0.8,1,0.5288844621513944]
[420738,1,1,0.608441235059761]
[420738,1.25,1,0.69198207171314741]
[420738,1.5,1,0.7573456175298805]
[420738,2,1,0.84412350597609564]
[420738,3,1,0.92816235059760954]
[420738,0.1,2,6.2998007968127517E-2]
[420738,0.2,2,0.12275896414342627]
[420738,0.4,2,0.22871015936254976]
[420738,0.6,2,0.32246015936254979]
[420738,0.8,2,0.40425796812749004]
[420738,1,2,0.47547310756972111]
[420738,1.25,2,0.55378486055776899]
[420738,1.5,2,0.62250996015936255]
[420738,2,2,0.72858565737051795]
[420738,3,2,0.85831673306772904]
[420738,0.1,3,4.6688247011952191E-2]
[420738,0.2,3,9.188247011952197E-2]
[420738,0.4,3,0.17592131474103589]
[420738,0.6,3,0.25311254980079684]
[420738,0.8,3,0.32569721115537842]
[420738,1,3,0.39081175298804782]
[420738,1.25,3,0.46277390438247007]
[420738,1.5,3,0.5260209163346613]
[420738,2,3,0.6342131474103585]
[420738,3,3,0.78174800796812749]
[420738,0.1,5,3.1125498007968128E-2]
[420738,0.2,5,6.1503984063744993E-2]
[420738,0.4,5,0.12026892430278886]
[420738,0.6,5,0.17592131474103589]
[420738,0.8,5,0.22920816733067731]
[420738,1,5,0.27963147410358569]
[420738,1.25,5,0.3413844621513944]
[420738,1.5,5,0.40102091633466136]
[420738,2,5,0.50385956175298807]
[420738,3,5,0.66259960159362552]
[420738,0.1,10,1.6932270916334678E-2]
[420738,0.2,10,3.3117529880478086E-2]
[420738,0.4,10,6.5861553784860541E-2]
[420738,0.6,10,9.860557768924301E-2]
[420738,0.8,10,0.13085159362549803]
[420738,1,10,0.16272410358565742]
[420738,1.25,10,0.2019422310756972]
[420738,1.5,10,0.24078685258964144]
[420738,2,10,0.31561254980079684]
[420738,3,10,0.4592878486055777]
[422090,0.1,0.5,0.13878627968337726]
[422090,0.2,0.5,0.26561125769569038]
[422090,0.4,0.5,0.46051011433597178]
[422090,0.6,0.5,0.61055408970976255]
[422090,0.8,0.5,0.72453825857519794]
[422090,1,0.5,0.80562884784520672]
[422090,1.25,0.5,0.87651715039577838]
[422090,1.5,0.5,0.91855760773966577]
[422090,2,0.5,0.9671064204045734]
[422090,3,0.5,0.99525065963060688]
[422090,0.1,0.75,0.1150395778364116]
[422090,0.2,0.75,0.22216358839050132]
[422090,0.4,0.75,0.39630606860158307]
[422090,0.6,0.75,0.5340369393139841]
[422090,0.8,0.75,0.64696569920844327]
[422090,1,0.75,0.73720316622691295]
[422090,1.25,0.75,0.82181178540017585]
[422090,1.5,0.75,0.87950747581354449]
[422090,2,0.75,0.94318381706244492]
[422090,3,0.75,0.98979771328056287]
[422090,0.1,1,9.9384344766930435E-2]
[422090,0.2,1,0.19278803869832881]
[422090,0.4,1,0.34969217238346523]
[422090,0.6,1,0.47897977132805619]
[422090,0.8,1,0.58944591029023741]
[422090,1,1,0.68003518029903254]
[422090,1.25,1,0.77009674582233956]
[422090,1.5,1,0.83764291996481965]
[422090,2,1,0.91926121372031666]
[422090,3,1,0.98276165347405453]
[422090,0.1,2,6.7194371152154736E-2]
[422090,0.2,2,0.13157431838170613]
[422090,0.4,2,0.2445030782761653]
[422090,0.6,2,0.34388742304309583]
[422090,0.8,2,0.43482849604221629]
[422090,1,2,0.51662269129287597]
[422090,1.25,2,0.60791556728232188]
[422090,1.5,2,0.68408091468777477]
[422090,2,2,0.80123131046613894]
[422090,3,2,0.93069481090589268]
[422090,0.1,3,5.1363236587510963E-2]
[422090,0.2,3,0.1007915567282321]
[422090,0.4,3,0.19261213720316619]
[422090,0.6,3,0.27405452946350045]
[422090,0.8,3,0.34828496042216356]
[422090,1,3,0.41776605101143355]
[422090,1.25,3,0.49780123131046611]
[422090,1.5,3,0.57115215479331571]
[422090,2,3,0.69639401934916445]
[422090,3,3,0.86191732629727347]
[422090,0.1,5,3.4828496042216273E-2]
[422090,0.2,5,6.8777484608619183E-2]
[422090,0.4,5,0.13421284080914686]
[422090,0.6,5,0.1959542656112577]
[422090,0.8,5,0.25470536499560237]
[422090,1,5,0.30888302550571678]
[422090,1.25,5,0.37150395778364115]
[422090,1.5,5,0.43043095866314862]
[422090,2,5,0.54107299912049245]
[422090,3,5,0.73051890941072994]
[422090,0.1,10,1.9525065963060646E-2]
[422090,0.2,10,3.8170624450307764E-2]
[422090,0.4,10,7.5461741424802012E-2]
[422090,0.6,10,0.11240105540897087]
[422090,0.8,10,0.14898856640281435]
[422090,1,10,0.18469656992084432]
[422090,1.25,10,0.22919964819700969]
[422090,1.5,10,0.27299912049252412]
[422090,2,10,0.35655233069481085]
[422090,3,10,0.50835532102022862]
[422385,0.1,0.5,0.10496646904461077]
[422385,0.2,0.5,0.20225483526095828]
[422385,0.4,0.5,0.36193993585382439]
[422385,0.6,0.5,0.49139858100884443]
[422385,0.8,0.5,0.59966955000485955]
[422385,1,0.5,0.68704441636699376]
[422385,1.25,0.5,0.7736417533287977]
[422385,1.5,0.5,0.83564972300515106]
[422385,2,0.5,0.90970939838662646]
[422385,3,0.5,0.97171736806297981]
[422385,0.1,0.75,8.2223734084945099E-2]
[422385,0.2,0.75,0.15987948294294874]
[422385,0.4,0.75,0.29361453979978619]
[422385,0.6,0.75,0.40567596462241223]
[422385,0.8,0.75,0.5024783749635533]
[422385,1,0.75,0.58752065312469626]
[422385,1.25,0.75,0.67751968121294592]
[422385,1.5,0.75,0.75303722422004082]
[422385,2,0.75,0.85518514918845367]
[422385,3,0.75,0.94061619204976177]
[422385,0.1,1,6.8616969579162163E-2]
[422385,0.2,1,0.13412382155700253]
[422385,0.4,1,0.24919817280590922]
[422385,0.6,1,0.3489163183982894]
[422385,0.8,1,0.43667994946058891]
[422385,1,1,0.51375255126834485]
[422385,1.25,1,0.59860044707940518]
[422385,1.5,1,0.67246574011079796]
[422385,2,1,0.79337156186218294]
[422385,3,1,0.90941782486150258]
[422385,0.1,2,4.2083778792885593E-2]
[422385,0.2,2,8.3195645835358142E-2]
[422385,0.4,2,0.1595879094178248]
[422385,0.6,2,0.22927398192244144]
[422385,0.8,2,0.29371173097482745]
[422385,1,2,0.35241520069977644]
[422385,1.25,2,0.4202546408786082]
[422385,1.5,2,0.48235980173000292]
[422385,2,2,0.58927009427543975]
[422385,3,2,0.75624453299640393]
[422385,0.1,3,3.0518028962970168E-2]
[422385,0.2,3,6.0355719700651227E-2]
[422385,0.4,3,0.11799008650014584]
[422385,0.6,3,0.17280590922344255]
[422385,0.8,3,0.22441442317037608]
[422385,1,3,0.2730100106910292]
[422385,1.25,3,0.32957527456506952]
[422385,1.5,3,0.38215570026241613]
[422385,2,3,0.47769462532802021]
[422385,3,3,0.63310331421906885]
[422385,0.1,5,1.9535426183302607E-2]
[422385,0.2,5,3.8487705316357181E-2]
[422385,0.4,5,7.6295072407425418E-2]
[422385,0.6,5,0.11371367479832831]
[422385,0.8,5,0.15054913013898333]
[422385,1,5,0.18689862960443193]
[422385,1.25,5,0.23044027602293707]
[422385,1.5,5,0.27223248129069877]
[422385,2,5,0.35173486247448732]
[422385,3,5,0.49052386043347262]
[422385,0.1,10,1.030226455437845E-2]
[422385,0.2,10,2.021576440859172E-2]
[422385,0.4,10,4.0042764117018084E-2]
[422385,0.6,10,5.9869763825444615E-2]
[422385,0.8,10,7.9599572358829723E-2]
[422385,1,10,9.9329380892215019E-2]
[422385,1.25,10,0.12401593935270676]
[422385,1.5,10,0.14860530663815724]
[422385,2,10,0.19768685003401681]
[422385,3,10,0.29487802507532312]
[426135,0.1,0.5,0.10100640439158273]
[426135,0.2,0.5,0.19286367795059475]
[426135,0.4,0.5,0.34620311070448306]
[426135,0.6,0.5,0.47740164684354985]
[426135,0.8,0.5,0.58508691674290936]
[426135,1,0.5,0.67273559011893869]
[426135,1.25,0.5,0.75681610247026532]
[426135,1.5,0.5,0.8214089661482159]
[426135,2,0.5,0.91262580054894782]
[426135,3,0.5,0.98060384263494971]
[426135,0.1,0.75,8.0512351326623877E-2]
[426135,0.2,0.75,0.15544373284537968]
[426135,0.4,0.75,0.2833485818847209]
[426135,0.6,0.75,0.39542543458371454]
[426135,0.8,0.75,0.49313815187557181]
[426135,1,0.75,0.57849954254345837]
[426135,1.25,0.75,0.66541628545288201]
[426135,1.5,0.75,0.73586459286367789]
[426135,2,0.75,0.84043915827996341]
[426135,3,0.75,0.94977127172918574]
[426135,0.1,1,6.7703568161024727E-2]
[426135,0.2,1,0.13147301006404385]
[426135,0.4,1,0.24263494967978036]
[426135,0.6,1,0.34217749313815182]
[426135,0.8,1,0.42927721866422686]
[426135,1,1,0.50750228728270808]
[426135,1.25,1,0.59396157365050317]
[426135,1.5,1,0.66495882891125346]
[426135,2,1,0.77621225983531561]
[426135,3,1,0.91052150045745661]
[426135,0.1,2,4.1811527904848947E-2]
[426135,0.2,2,8.2342177493138186E-2]
[426135,0.4,2,0.15736505032021947]
[426135,0.6,2,0.22726440988106131]
[426135,0.8,2,0.2924062214089661]
[426135,1,2,0.35150960658737418]
[426135,1.25,2,0.41866422689844462]
[426135,1.5,2,0.47996340347666971]
[426135,2,2,0.58783165599268072]
[426135,3,2,0.75224153705397989]
[426135,0.1,3,3.0283623055809655E-2]
[426135,0.2,3,6.0018298261665194E-2]
[426135,0.4,3,0.11692589204025622]
[426135,0.6,3,0.171363220494053]
[426135,0.8,3,0.22333028362305571]
[426135,1,3,0.27291857273559011]
[426135,1.25,3,0.32973467520585548]
[426135,1.5,3,0.38316559926806953]
[426135,2,3,0.47639524245196707]
[426135,3,3,0.63238792314730097]
[426135,0.1,5,1.9579139981701778E-2]
[426135,0.2,5,3.8700823421774937E-2]
[426135,0.4,5,7.6486733760292802E-2]
[426135,0.6,5,0.11354071363220491]
[426135,0.8,5,0.14967978042085994]
[426135,1,5,0.18526989935956087]
[426135,1.25,5,0.22946020128087824]
[426135,1.5,5,0.27209515096065867]
[426135,2,5,0.35077767612076849]
[426135,3,5,0.48581884720951507]
[426135,0.1,10,1.0430009149130741E-2]
[426135,0.2,10,2.0311070448307367E-2]
[426135,0.4,10,4.0256175663311938E-2]
[426135,0.6,10,6.0109789569990857E-2]
[426135,0.8,10,7.9963403476669775E-2]
[426135,1,10,9.9817017383348527E-2]
[426135,1.25,10,0.12451967063128992]
[426135,1.5,10,0.14894784995425436]
[426135,2,10,0.19752973467520576]
[426135,3,10,0.29368709972552609]
[427395,0.1,0.5,0.14310051107325386]
[427395,0.2,0.5,0.27232903382818197]
[427395,0.4,0.5,0.46361645169140908]
[427395,0.6,0.5,0.60720369919688488]
[427395,0.8,0.5,0.71525918715015824]
[427395,1,0.5,0.79703090776344609]
[427395,1.25,0.5,0.87004137259673886]
[427395,1.5,0.5,0.91725480652226821]
[427395,2,0.5,0.96179119007057678]
[427395,3,0.5,0.99148211243611584]
[427395,0.1,0.75,0.1199805305427111]
[427395,0.2,0.75,0.23071306887320514]
[427395,0.4,0.75,0.40496471160866393]
[427395,0.6,0.75,0.54003407155025562]
[427395,0.8,0.75,0.64954976880019466]
[427395,1,0.75,0.73813579946458996]
[427395,1.25,0.75,0.81820394256510098]
[427395,1.5,0.75,0.87563884156729133]
[427395,2,0.75,0.939888050620589]
[427395,3,0.75,0.98296422487223156]
[427395,0.1,1,0.10416159649549767]
[427395,0.2,1,0.20126551472377707]
[427395,0.4,1,0.36091506449257732]
[427395,0.6,1,0.48892674616695059]
[427395,0.8,1,0.59357507909467022]
[427395,1,1,0.68216110975906541]
[427395,1.25,1,0.7714772450717936]
[427395,1.5,1,0.83694329520564614]
[427395,2,1,0.91652470187393531]
[427395,3,1,0.97420296909223658]
[427395,0.1,2,6.8386468727184263E-2]
[427395,0.2,2,0.13385251886103672]
[427395,0.4,2,0.24920905329763934]
[427395,0.6,2,0.35288391336091512]
[427395,0.8,2,0.44439036261864201]
[427395,1,2,0.52494524215137506]
[427395,1.25,2,0.61523485032854708]
[427395,1.5,2,0.69189583840350455]
[427395,2,2,0.80919931856899496]
[427395,3,2,0.93745436845947916]
[427395,0.1,3,5.1107325383304932E-2]
[427395,0.2,3,0.10075444146994406]
[427395,0.4,3,0.19372110002433679]
[427395,0.6,3,0.27792650279873449]
[427395,0.8,3,0.35702117303480169]
[427395,1,3,0.42759795570698472]
[427395,1.25,3,0.5098564127524946]
[427395,1.5,3,0.5831102458018983]
[427395,2,3,0.71160866390849353]
[427395,3,3,0.87369189583840345]
[427395,0.1,5,3.431491847164761E-2]
[427395,0.2,5,6.7412995862740355E-2]
[427395,0.4,5,0.13141883669992699]
[427395,0.6,5,0.19396446824044783]
[427395,0.8,5,0.25358968118763686]
[427395,1,5,0.30980773910927234]
[427395,1.25,5,0.37697736675590166]
[427395,1.5,5,0.44073983937697736]
[427395,2,5,0.55731321489413488]
[427395,3,5,0.75395473351180331]
[427395,0.1,10,1.9226089072767034E-2]
[427395,0.2,10,3.747870528109027E-2]
[427395,0.4,10,7.3983937697736632E-2]
[427395,0.6,10,0.1100024336821611]
[427395,0.8,10,0.14602092966658556]
[427395,1,10,0.18155268921878803]
[427395,1.25,10,0.22535896811876374]
[427395,1.5,10,0.26746166950596256]
[427395,2,10,0.34996349476758337]
[427395,3,10,0.51155999026527132]
[427516,0.1,0.5,0.15024741340530809]
[427516,0.2,0.5,0.27417903733693205]
[427516,0.4,0.5,0.46266306792622586]
[427516,0.6,0.5,0.59986504723346823]
[427516,0.8,0.5,0.69838056680161942]
[427516,1,0.5,0.77125506072874495]
[427516,1.25,0.5,0.83738191632928483]
[427516,1.5,0.5,0.88641475483580745]
[427516,2,0.5,0.94466936572199722]
[427516,3,0.5,0.98942869995501581]
[427516,0.1,0.75,0.12865497076023383]
[427516,0.2,0.75,0.23819163292847498]
[427516,0.4,0.75,0.40935672514619881]
[427516,0.6,0.75,0.53936122357174987]
[427516,0.8,0.75,0.64102564102564097]
[427516,1,0.75,0.71569950517318937]
[427516,1.25,0.75,0.78430049482681063]
[427516,1.5,0.75,0.83603238866396756]
[427516,2,0.75,0.91025641025641024]
[427516,3,0.75,0.97255960413855158]
[427516,0.1,1,0.11448493027440394]
[427516,0.2,1,0.21367521367521364]
[427516,0.4,1,0.37112010796221323]
[427516,0.6,1,0.49505173189383711]
[427516,0.8,1,0.59491677912730534]
[427516,1,1,0.67363922627080519]
[427516,1.25,1,0.74538911381016648]
[427516,1.5,1,0.79622132253711198]
[427516,2,1,0.87831758884390465]
[427516,3,1,0.95501574448942861]
[427516,0.1,2,8.3895636527215323E-2]
[427516,0.2,2,0.15969410706252801]
[427516,0.4,2,0.28609986504723345]
[427516,0.6,2,0.39068825910931171]
[427516,0.8,2,0.47930724246513717]
[427516,1,2,0.55757984705353125]
[427516,1.25,2,0.63405308142150252]
[427516,1.5,2,0.69973009446693657]
[427516,2,2,0.78295096716149348]
[427516,3,2,0.88956365272154747]
[427516,0.1,3,6.8376068376068244E-2]
[427516,0.2,3,0.13135402609086813]
[427516,0.4,3,0.24044084570400359]
[427516,0.6,3,0.33333333333333331]
[427516,0.8,3,0.41385515069725598]
[427516,1,3,0.48403058929374715]
[427516,1.25,3,0.56027890238416544]
[427516,1.5,3,0.62640575798470532]
[427516,2,3,0.72649572649572647]
[427516,3,3,0.84278002699055332]
[427516,0.1,5,5.1057130004498297E-2]
[427516,0.2,5,9.9415204678362623E-2]
[427516,0.4,5,0.18735942420152943]
[427516,0.6,5,0.26405757984705353]
[427516,0.8,5,0.33490778227620333]
[427516,1,5,0.39946018893387314]
[427516,1.25,5,0.46851102114260007]
[427516,1.5,5,0.52923976608187129]
[427516,2,5,0.63472784525416104]
[427516,3,5,0.77575348627980212]
[427516,0.1,10,3.1039136302294178E-2]
[427516,0.2,10,6.0728744939271162E-2]
[427516,0.4,10,0.11830859199280248]
[427516,0.6,10,0.17341430499325236]
[427516,0.8,10,0.22604588394062078]
[427516,1,10,0.27642825011246058]
[427516,1.25,10,0.33670715249662619]
[427516,1.5,10,0.39293747188484029]
[427516,2,10,0.49415204678362568]
[427516,3,10,0.6500224921277552]
[427598,0.1,0.5,0.10494469131133587]
[427598,0.2,0.5,0.19703129431785948]
[427598,0.4,0.5,0.35860830103053798]
[427598,0.6,0.5,0.49361822823106744]
[427598,0.8,0.5,0.60820648577101255]
[427598,1,0.5,0.70587123002741792]
[427598,1.25,0.5,0.80003781790677886]
[427598,1.5,0.5,0.86357190129526329]
[427598,2,0.5,0.93457502127257253]
[427598,3,0.5,0.98515647158929753]
[427598,0.1,0.75,8.4239387349910183E-2]
[427598,0.2,0.75,0.15921338753899966]
[427598,0.4,0.75,0.29450694904037061]
[427598,0.6,0.75,0.41155337052094165]
[427598,0.8,0.75,0.51309445022218014]
[427598,1,0.75,0.60281743405502508]
[427598,1.25,0.75,0.70000945447669471]
[427598,1.5,0.75,0.78027796161482466]
[427598,2,0.75,0.88342630235416464]
[427598,3,0.75,0.96690933156849768]
[427598,0.1,1,7.1192209511203572E-2]
[427598,0.2,1,0.13519901673442372]
[427598,0.4,1,0.25233998298194193]
[427598,0.6,1,0.35529923418738774]
[427598,0.8,1,0.42063248388087199]
[427598,1,1,0.52774888909898832]
[427598,1.25,1,0.61870095490214616]
[427598,1.5,1,0.69944218587501183]
[427598,2,1,0.82253947244020043]
[427598,3,1,0.94119315495887301]
[427598,0.1,2,4.5476032901578888E-2]
[427598,0.2,2,8.7548454193060427E-2]
[427598,0.4,2,0.16554788692445868]
[427598,0.6,2,0.2371182755034508]
[427598,0.8,2,0.30244870946393115]
[427598,1,2,0.36333553937789542]
[427598,1.25,2,0.43367684598657463]
[427598,1.5,2,0.49730547414200621]
[427598,2,2,0.61189373168195138]
[427598,3,2,0.79039425167816957]
[427598,0.1,3,3.3847026567079566E-2]
[427598,0.2,3,6.5519523494374551E-2]
[427598,0.4,3,0.12564999527276172]
[427598,0.6,3,0.18152595253852699]
[427598,0.8,3,0.23399829819419493]
[427598,1,3,0.28268885317197695]
[427598,1.25,3,0.33922662380637231]
[427598,1.5,3,0.39245532759761748]
[427598,2,3,0.49172733289212439]
[427598,3,3,0.65831521225300182]
[427598,0.1,5,2.2407109766474434E-2]
[427598,0.2,5,4.3868771863477395E-2]
[427598,0.4,5,8.5563014087170208E-2]
[427598,0.6,5,0.1258390848066559]
[427598,0.8,5,0.16365699158551572]
[427598,1,5,0.20043490592795682]
[427598,1.25,5,0.24468185685922286]
[427598,1.5,5,0.28590337524817999]
[427598,2,5,0.36248463647537105]
[427598,3,5,0.49995272761652643]
[427598,0.1,10,1.1912640635340782E-2]
[427598,0.2,10,2.3447102202893005E-2]
[427598,0.4,10,4.6421480571050361E-2]
[427598,0.6,10,6.9112224638366249E-2]
[427598,0.8,10,9.180296870568215E-2]
[427598,1,10,0.11449371277299804]
[427598,1.25,10,0.14257350855630133]
[427598,1.5,10,0.17036967003876333]
[427598,2,10,0.22501654533421583]
[427598,3,10,0.32816488607355582]
[431081,0.1,0.5,8.3104846495462487E-2]
[431081,0.2,0.5,0.1599150415138057]
[431081,0.4,0.5,0.2997876037845143]
[431081,0.6,0.5,0.42166441397953269]
[431081,0.8,0.5,0.52481173971809225]
[431081,1,0.5,0.6094999034562657]
[431081,1.25,0.5,0.69696852674261434]
[431081,1.5,0.5,0.76532149063525767]
[431081,2,0.5,0.86082255261633522]
[431081,3,0.5,0.9555898822166442]
[431081,0.1,0.75,6.1826607453176252E-2]
[431081,0.2,0.75,0.12094999034562649]
[431081,0.4,0.75,0.23236145974126277]
[431081,0.6,0.75,0.334195790693184]
[431081,0.8,0.75,0.42564201583317246]
[431081,1,0.75,0.50585055029928561]
[431081,1.25,0.75,0.59173585634292336]
[431081,1.5,0.75,0.6637960996331338]
[431081,2,0.75,0.77486001158524809]
[431081,3,0.75,0.90249082834524041]
[431081,0.1,1,4.8773894574242062E-2]
[431081,0.2,1,9.6080324386947275E-2]
[431081,0.4,1,0.18791272446418225]
[431081,0.6,1,0.27464761536976245]
[431081,0.8,1,0.35551264722919479]
[431081,1,1,0.42919482525584085]
[431081,1.25,1,0.51152732187681027]
[431081,1.5,1,0.5826607453176289]
[431081,2,1,0.6973933191735856]
[431081,3,1,0.84618652249469006]
[431081,0.1,2,2.5603398339447782E-2]
[431081,0.2,2,5.0859239235373631E-2]
[431081,0.4,2,0.10137092102722534]
[431081,0.6,2,0.1514964278818304]
[431081,0.8,2,0.20115852481173971]
[431081,1,2,0.25012550685460516]
[431081,1.25,2,0.30998262212782396]
[431081,1.5,2,0.36705927785286729]
[431081,2,2,0.47372079552037072]
[431081,3,2,0.6477698397374011]
[431081,0.1,3,1.7300637188646474E-2]
[431081,0.2,3,3.4292334427495581E-2]
[431081,0.4,3,6.827572890519408E-2]
[431081,0.6,3,0.10229774087661714]
[431081,0.8,3,0.13628113535431549]
[431081,1,3,0.17022591233828929]
[431081,1.25,3,0.21266653794168749]
[431081,1.5,3,0.2549140760764626]
[431081,2,3,0.33770998262212787]
[431081,3,3,0.49380189225719245]
[431081,0.1,5,1.0542575786831423E-2]
[431081,0.2,5,2.0776211623865622E-2]
[431081,0.4,5,4.1320718285383293E-2]
[431081,0.6,5,6.1865224946900957E-2]
[431081,0.8,5,8.237111411469393E-2]
[431081,1,5,0.10291562077621159]
[431081,1.25,5,0.12859625410310865]
[431081,1.5,5,0.15427688743000584]
[431081,2,5,0.20559953659007524]
[431081,3,5,0.30824483491021432]
[431081,0.1,10,5.5995365900752877E-3]
[431081,0.2,10,1.0581193280556128E-2]
[431081,0.4,10,2.0930681598764166E-2]
[431081,0.6,10,3.1280169916972342E-2]
[431081,0.8,10,4.1591040741455809E-2]
[431081,1,10,5.1901911565939415E-2]
[431081,1.25,10,6.4838771963699499E-2]
[431081,1.5,10,7.7737014867735016E-2]
[431081,2,10,0.10357211816953074]
[431081,3,10,0.15528094226684691]
[431565,0.1,0.5,7.4208113604246451E-2]
[431565,0.2,0.5,0.14383207527660019]
[431565,0.4,0.5,0.26829352359287223]
[431565,0.6,0.5,0.37559025264536594]
[431565,0.8,0.5,0.46661841243580471]
[431565,1,0.5,0.54275669527453219]
[431565,1.25,0.5,0.62151449350291255]
[431565,1.5,0.5,0.6859338917037191]
[431565,2,0.5,0.78123599765622309]
[431565,3,0.5,0.88749870747595905]
[431565,0.1,0.75,5.5354496260297162E-2]
[431565,0.2,0.75,0.10867542136283742]
[431565,0.4,0.75,0.20776893116878647]
[431565,0.6,0.75,0.29776307172646754]
[431565,0.8,0.75,0.37945059111432805]
[431565,1,0.75,0.45097025471340435]
[431565,1.25,0.75,0.52631578947368418]
[431565,1.5,0.75,0.59070072036673216]
[431565,2,0.75,0.69148312825285219]
[431565,3,0.75,0.81963257849929338]
[431565,0.1,1,4.3876882776686423E-2]
[431565,0.2,1,8.6650811705097808E-2]
[431565,0.4,1,0.16875193878606143]
[431565,0.6,1,0.24588977354978803]
[431565,0.8,1,0.31716816599455422]
[431565,1,1,0.38303519112122159]
[431565,1.25,1,0.45583014510736569]
[431565,1.5,1,0.51883638369007001]
[431565,2,1,0.62092854927101637]
[431565,3,1,0.75876331299762179]
[431565,0.1,2,2.3437769275841975E-2]
[431565,0.2,2,4.6599800089615007E-2]
[431565,0.4,2,9.2475786716299704E-2]
[431565,0.6,2,0.13786923103436391]
[431565,0.8,2,0.18267673112053218]
[431565,1,2,0.22686381966704583]
[431565,1.25,2,0.28063281977044779]
[431565,1.5,2,0.33274738910143725]
[431565,2,2,0.42932478544100927]
[431565,3,2,0.58080860304001647]
[431565,0.1,3,1.5992830799986289E-2]
[431565,0.2,3,3.1744390445662386E-2]
[431565,0.4,3,6.3006238582704405E-2]
[431565,0.6,3,9.4199152104229147E-2]
[431565,0.8,3,0.12539206562575403]
[431565,1,3,0.1564815772240031]
[431565,1.25,3,0.19494709268259064]
[431565,1.5,3,0.23306793506359219]
[431565,2,3,0.30806879674628623]
[431565,3,3,0.44686864509013208]
[431565,0.1,5,9.9265846344742097E-3]
[431565,0.2,5,2.18552296442363E-2]
[431565,0.4,5,3.8775721228414849E-2]
[431565,0.6,5,5.7870609726674314E-2]
[431565,0.8,5,7.6965498224933662E-2]
[431565,1,5,9.6060386723193142E-2]
[431565,1.25,5,0.11994623099989661]
[431565,1.5,5,0.14386654258435883]
[431565,2,5,0.19101781959811123]
[431565,3,5,0.28504463516354744]
[431565,0.1,10,5.204563471547353E-3]
[431565,0.2,10,9.995519249991475E-3]
[431565,0.4,10,1.9715300037914132E-2]
[431565,0.6,10,2.9469548133595296E-2]
[431565,0.8,10,3.9223796229276589E-2]
[431565,1,10,4.8943577017199244E-2]
[431565,1.25,10,6.1145003963740417E-2]
[431565,1.5,10,7.3346430910281604E-2]
[431565,2,10,9.7749284803364075E-2]
[431565,3,10,0.14658945989728742]
[438556,0.1,0.5,8.7119102553902497E-2]
[438556,0.2,0.5,0.16735619381016789]
[438556,0.4,0.5,0.3090142413875408]
[438556,0.6,0.5,0.42823613652637449]
[438556,0.8,0.5,0.52657331529954654]
[438556,1,0.5,0.60736733232556295]
[438556,1.25,0.5,0.69054817407908353]
[438556,1.5,0.5,0.75694168191582467]
[438556,2,0.5,0.8516986235977404]
[438556,3,0.5,0.94713183228578246]
[438556,0.1,0.75,6.6751531545866841E-2]
[438556,0.2,0.75,0.12996260641260254]
[438556,0.4,0.75,0.24647943352693139]
[438556,0.6,0.75,0.34867531227623516]
[438556,0.8,0.75,0.43845970244251736]
[438556,1,0.75,0.51495743495902624]
[438556,1.25,0.75,0.59511496539104147]
[438556,1.5,0.75,0.66274166600365991]
[438556,2,0.75,0.76406237568621205]
[438556,3,0.75,0.89016628212268278]
[438556,0.1,1,5.362399554459394E-2]
[438556,0.2,1,0.10521919007080925]
[438556,0.4,1,0.20307900389848038]
[438556,0.6,1,0.29346010024663866]
[438556,0.8,1,0.37425411727265495]
[438556,1,1,0.44653512610390644]
[438556,1.25,1,0.52382846686291673]
[438556,1.5,1,0.59026175511178292]
[438556,2,1,0.69842469567984733]
[438556,3,1,0.83212666083220632]
[438556,0.1,2,2.9039700851300834E-2]
[438556,0.2,2,5.776115840560115E-2]
[438556,0.4,2,0.1146869281565758]
[438556,0.6,2,0.1702999443074231]
[438556,0.8,2,0.2250377913915188]
[438556,1,2,0.27846288487548732]
[438556,1.25,2,0.34167395974222298]
[438556,1.5,2,0.40062853051157615]
[438556,2,2,0.50493277110350865]
[438556,3,2,0.66345771342191107]
[438556,0.1,3,1.9571962765534284E-2]
[438556,0.2,3,3.8905243058318141E-2]
[438556,0.4,3,7.7571803643885856E-2]
[438556,0.6,3,0.11627814464157855]
[438556,0.8,3,0.15490492481502116]
[438556,1,3,0.19325324210358821]
[438556,1.25,3,0.24067149335667118]
[438556,1.5,3,0.28733391677937792]
[438556,2,3,0.37680006364865942]
[438556,3,3,0.53230169464555654]
[438556,0.1,5,1.1894343225395934E-2]
[438556,0.2,5,2.3550003978041304E-2]
[438556,0.4,5,4.682154507120706E-2]
[438556,0.6,5,7.0132866576497796E-2]
[438556,0.8,5,9.3444188081788532E-2]
[438556,1,5,0.11675550958707941]
[438556,1.25,5,0.14587477126263032]
[438556,1.5,5,0.17503381335030638]
[438556,2,5,0.23335189752565849]
[438556,3,5,0.34907311639748595]
[438556,0.1,10,6.165963879385835E-3]
[438556,0.2,10,1.1973904049646031E-2]
[438556,0.4,10,2.3669345214416517E-2]
[438556,0.6,10,3.540456679131198E-2]
[438556,0.8,10,4.7139788368207584E-2]
[438556,1,10,5.8835229532978067E-2]
[438556,1.25,10,7.3514201607128751E-2]
[438556,1.5,10,8.8153393269154307E-2]
[438556,2,10,0.11751133741745566]
[438556,3,10,0.17618744530193339]
[445120,0.1,0.5,9.9791558103178732E-2]
[445120,0.2,0.5,0.18958441896821265]
[445120,0.4,0.5,0.34949843668577391]
[445120,0.6,0.5,0.48270583637311104]
[445120,0.8,0.5,0.59220297029702973]
[445120,1,0.5,0.68030224075039081]
[445120,1.25,0.5,0.76801068264721206]
[445120,1.5,0.5,0.83490750390828561]
[445120,2,0.5,0.91502735799895774]
[445120,3,0.5,0.97749478895257946]
[445120,0.1,0.75,7.858910891089109E-2]
[445120,0.2,0.75,0.15056670140698283]
[445120,0.4,0.75,0.28208051068264722]
[445120,0.6,0.75,0.39871026576341845]
[445120,0.8,0.75,0.4997068785825951]
[445120,1,0.75,0.58533090151120382]
[445120,1.25,0.75,0.67453751954142771]
[445120,1.5,0.75,0.74719906201146424]
[445120,2,0.75,0.85138744137571654]
[445120,3,0.75,0.95192808754559666]
[445120,0.1,1,6.4616988014590995E-2]
[445120,0.2,1,0.12513027618551337]
[445120,0.4,1,0.23772146951537257]
[445120,0.6,1,0.34002084418968215]
[445120,0.8,1,0.43215867639395522]
[445120,1,1,0.51367899947889528]
[445120,1.25,1,0.60024752475247523]
[445120,1.5,1,0.6738535695674831]
[445120,2,1,0.78823606044815009]
[445120,3,1,0.91571130797290257]
[445120,0.1,2,3.6640177175612298E-2]
[445120,0.2,2,7.2140437727983314E-2]
[445120,0.4,2,0.14226159458051074]
[445120,0.6,2,0.21020062532569048]
[445120,0.8,2,0.27546899426784788]
[445120,1,2,0.33757816571130805]
[445120,1.25,2,0.40887180823345498]
[445120,1.5,2,0.47531266284523194]
[445120,2,2,0.59308233454924442]
[445120,3,2,0.75973814486711833]
[445120,0.1,3,2.5208441896821289E-2]
[445120,0.2,3,4.9863210005211121E-2]
[445120,0.4,3,9.8944762897342373E-2]
[445120,0.6,3,0.14773319437206883]
[445120,0.8,3,0.196195935383012]
[445120,1,3,0.24384445023449719]
[445120,1.25,3,0.30113340281396567]
[445120,1.5,3,0.35676133402813964]
[445120,2,3,0.46039603960396036]
[445120,3,3,0.63206748306409588]
[445120,0.1,5,1.5437727983324654E-2]
[445120,0.2,5,3.0386920270974459E-2]
[445120,0.4,5,6.0220166753517462E-2]
[445120,0.6,5,9.0118551328817076E-2]
[445120,0.8,5,0.11998436685773843]
[445120,1,5,0.14988275143303806]
[445120,1.25,5,0.18727201667535173]
[445120,1.5,5,0.22462871287128719]
[445120,2,5,0.29839760291818651]
[445120,3,5,0.44072433559145385]
[445120,0.1,10,8.0771235018239022E-3]
[445120,0.2,10,1.5502866076081262E-2]
[445120,0.4,10,3.0549765502866155E-2]
[445120,0.6,10,4.5531526836894202E-2]
[445120,0.8,10,6.0513288170922372E-2]
[445120,1,10,7.5527618551328779E-2]
[445120,1.25,10,9.4319958311620655E-2]
[445120,1.5,10,0.11307972902553418]
[445120,2,10,0.15069697759249606]
[445120,3,10,0.22596404377279841]
[446139,0.1,0.5,9.6652549747635833E-2]
[446139,0.2,0.5,0.18483494807681142]
[446139,0.4,0.5,0.34454951557695646]
[446139,0.6,0.5,0.47896965829320642]
[446139,0.8,0.5,0.58934269304403319]
[446139,1,0.5,0.67758310610895156]
[446139,1.25,0.5,0.76045715611765385]
[446139,1.5,0.5,0.82186575390149097]
[446139,2,0.5,0.90253524395196383]
[446139,3,0.5,0.96719266693740213]
[446139,0.1,0.75,7.5680222776585204E-2]
[446139,0.2,0.75,0.1458490456575969]
[446139,0.4,0.75,0.27623716423971678]
[446139,0.6,0.75,0.39304983465800308]
[446139,0.8,0.75,0.49382143064338341]
[446139,1,0.75,0.58136566687938729]
[446139,1.25,0.75,0.67230376515634971]
[446139,1.5,0.75,0.74299472065904737]
[446139,2,0.75,0.84185183036491273]
[446139,3,0.75,0.9450600452514939]
[446139,0.1,1,6.1930730405522952E-2]
[446139,0.2,1,0.12038057666647316]
[446139,0.4,1,0.23052155247432837]
[446139,0.6,1,0.33245344317456621]
[446139,0.8,1,0.42507396878807213]
[446139,1,1,0.50765794511805995]
[446139,1.25,1,0.5966815571155073]
[446139,1.5,1,0.67120148517723499]
[446139,2,1,0.78212565991761906]
[446139,3,1,0.91100539537042402]
[446139,0.1,2,3.5127922492313009E-2]
[446139,0.2,2,6.9327609212739852E-2]
[446139,0.4,2,0.13639264373150775]
[446139,0.6,2,0.20107907408481743]
[446139,0.8,2,0.26405406973371232]
[446139,1,2,0.32537564541393504]
[446139,1.25,2,0.3984452050820908]
[446139,1.5,2,0.46664152694784466]
[446139,2,2,0.58861750884724706]
[446139,3,2,0.75712130881243844]
[446139,0.1,3,2.4047107965423031E-2]
[446139,0.2,3,4.7572083309160344E-2]
[446139,0.4,3,9.4476997157277892E-2]
[446139,0.6,3,0.14097580785519512]
[446139,0.8,3,0.18715553750652664]
[446139,1,3,0.23263909032894345]
[446139,1.25,3,0.28847827348146421]
[446139,1.5,3,0.34289609560828449]
[446139,2,3,0.44674247258803729]
[446139,3,3,0.62800951441666186]
[446139,0.1,5,1.4677728142948111E-2]
[446139,0.2,5,2.8891338399953448E-2]
[446139,0.4,5,5.7231536810349808E-2]
[446139,0.6,5,8.5600742588617426E-2]
[446139,0.8,5,0.11394094099901368]
[446139,1,5,0.14225213204153847]
[446139,1.25,5,0.17767012821256592]
[446139,1.5,5,0.21308812438359334]
[446139,2,5,0.28357602831119094]
[446139,3,5,0.42165109937924228]
[446139,0.1,10,7.6869524859312375E-3]
[446139,0.2,10,1.473574287869106E-2]
[446139,0.4,10,2.903637523931072E-2]
[446139,0.6,10,4.3278992864187432E-2]
[446139,0.8,10,5.7521610489064137E-2]
[446139,1,10,7.1764228113940856E-2]
[446139,1.25,10,8.9603759354876009E-2]
[446139,1.5,10,0.10744329059581126]
[446139,2,10,0.14318036781342453]
[446139,3,10,0.21465452224865103]
[447201,0.1,0.5,0.10451648486334113]
[447201,0.2,0.5,0.19953425664909927]
[447201,0.4,0.5,0.36533276136781473]
[447201,0.6,0.5,0.50294153695305799]
[447201,0.8,0.5,0.61554724843730846]
[447201,1,0.5,0.70756220125015323]
[447201,1.25,0.5,0.79519548964333864]
[447201,1.5,0.5,0.8591432773624218]
[447201,2,0.5,0.93452016178453245]
[447201,3,0.5,0.98688564775095]
[447201,0.1,0.75,8.26388037749725E-2]
[447201,0.2,0.75,0.15899620051476906]
[447201,0.4,0.75,0.29884176982473348]
[447201,0.6,0.75,0.42008824610859186]
[447201,0.8,0.75,0.52414511582301748]
[447201,1,0.75,0.61269763451403358]
[447201,1.25,0.75,0.70541733055521505]
[447201,1.5,0.75,0.77996690770927812]
[447201,2,0.75,0.88194018874862112]
[447201,3,0.75,0.96948155411202352]
[447201,0.1,1,6.8114965069248759E-2]
[447201,0.2,1,0.13215467581811502]
[447201,0.4,1,0.25269640887363654]
[447201,0.6,1,0.36088981492830008]
[447201,0.8,1,0.45747027822037023]
[447201,1,1,0.54096703027331783]
[447201,1.25,1,0.63181762470891045]
[447201,1.5,1,0.70842014952812848]
[447201,2,1,0.82359970584630482]
[447201,3,1,0.94368182375291088]
[447201,0.1,2,3.8760877558524455E-2]
[447201,0.2,2,7.629611471994123E-2]
[447201,0.4,2,0.15001838460595673]
[447201,0.6,2,0.22159578379703401]
[447201,0.8,2,0.29032356906483642]
[447201,1,2,0.35552763819095479]
[447201,1.25,2,0.43277362421865428]
[447201,1.5,2,0.50484127956857461]
[447201,2,2,0.62887608775585235]
[447201,3,2,0.80356048535359725]
[447201,0.1,3,2.6627037627160292E-2]
[447201,0.2,3,5.2549332025983678E-2]
[447201,0.4,3,0.10421007476406431]
[447201,0.6,3,0.15525799730359122]
[447201,0.8,3,0.20569309964456439]
[447201,1,3,0.25484127956857466]
[447201,1.25,3,0.31544919720553993]
[447201,1.5,3,0.37458634636597621]
[447201,2,3,0.48759039097928675]
[447201,3,3,0.67538914082608159]
[447201,0.1,5,1.6270376271602091E-2]
[447201,0.2,5,3.2019855374433193E-2]
[447201,0.4,5,6.3457531560240268E-2]
[447201,0.6,5,9.4895207746047344E-2]
[447201,0.8,5,0.12636352494178213]
[447201,1,5,0.15783184213751694]
[447201,1.25,5,0.19696041181517354]
[447201,1.5,5,0.23602769947297469]
[447201,2,5,0.31358009559995098]
[447201,3,5,0.46457899252359364]
[447201,0.1,10,8.5182007598972233E-3]
[447201,0.2,10,1.6331658291457322E-2]
[447201,0.4,10,3.2173060424071705E-2]
[447201,0.6,10,4.7983821546758253E-2]
[447201,0.8,10,6.3794582669444905E-2]
[447201,1,10,7.9605343792131453E-2]
[447201,1.25,10,9.9368795195489704E-2]
[447201,1.5,10,0.11916288760877566]
[447201,2,10,0.1587817134452752]
[447201,3,10,0.23808064713812974]
[447285,0.1,0.5,9.4749861667154836E-2]
[447285,0.2,0.5,0.17973505191550299]
[447285,0.4,0.5,0.33017608957458577]
[447285,0.6,0.5,0.45682387787650947]
[447285,0.8,0.5,0.56071998177261329]
[447285,1,0.5,0.64577026983042018]
[447285,1.25,0.5,0.73029977541255731]
[447285,1.5,0.5,0.79429092211047092]
[447285,2,0.5,0.88070826416691084]
[447285,3,0.5,0.95902092894574098]
[447285,0.1,0.75,7.4374247306578142E-2]
[447285,0.2,0.75,0.1426293005240373]
[447285,0.4,0.75,0.2665429808286951]
[447285,0.6,0.75,0.37642808319500043]
[447285,0.8,0.75,0.47117794486215536]
[447285,1,0.75,0.55281059792337983]
[447285,1.25,0.75,0.637795788171728]
[447285,1.5,0.75,0.70751554210200829]
[447285,2,0.75,0.81089086352244255]
[447285,3,0.75,0.92243596002994499]
[447285,0.1,1,6.0931549653354164E-2]
[447285,0.2,1,0.11795723073918558]
[447285,0.4,1,0.22380626891905081]
[447285,0.6,1,0.32060671158415516]
[447285,0.8,1,0.40621033102236115]
[447285,1,1,0.48270025713634734]
[447285,1.25,1,0.56654623571916807]
[447285,1.5,1,0.63668912541092992]
[447285,2,1,0.74755069491911597]
[447285,3,1,0.88135924226149787]
[447285,0.1,2,3.4176349965823673E-2]
[447285,0.2,2,6.7473879503954712E-2]
[447285,0.4,2,0.13286462910523064]
[447285,0.6,2,0.19636754223220382]
[447285,0.8,2,0.257299091885558]
[447285,1,2,0.31595221820785735]
[447285,1.25,2,0.38466295609152745]
[447285,1.5,2,0.44784038017120725]
[447285,2,2,0.55889724310776945]
[447285,3,2,0.7242131302281678]
[447285,0.1,3,2.3337564690948109E-2]
[447285,0.2,3,4.612179800149719E-2]
[447285,0.4,3,9.1657715717866059E-2]
[447285,0.6,3,0.13706343781531746]
[447285,0.8,3,0.18198092634182853]
[447285,1,3,0.22588939882172959]
[447285,1.25,3,0.28014842300556586]
[447285,1.5,3,0.33287764866712238]
[447285,2,3,0.4319565146632815]
[447285,3,3,0.59896494482960649]
[447285,0.1,5,1.4191322461999152E-2]
[447285,0.2,5,2.7992058067246018E-2]
[447285,0.4,5,5.5528431468281077E-2]
[447285,0.6,5,8.3064804869316139E-2]
[447285,0.8,5,0.11060117827035119]
[447285,1,5,0.13817010057611553]
[447285,1.25,5,0.17263939068450343]
[447285,1.5,5,0.20707613188816193]
[447285,2,5,0.27588451648602025]
[447285,3,5,0.41018129739934256]
[447285,0.1,10,7.38860137356379E-3]
[447285,0.2,10,1.4256420271457827E-2]
[447285,0.4,10,2.8154802590892765E-2]
[447285,0.6,10,4.1988087100869029E-2]
[447285,0.8,10,5.585392051557457E-2]
[447285,1,10,6.9687205025550841E-2]
[447285,1.25,10,8.703577124629755E-2]
[447285,1.5,10,0.10435178856231486]
[447285,2,10,0.13908146990853756]
[447285,3,10,0.20854083260098299]
[448547,0.1,0.5,9.6654025573044228E-2]
[448547,0.2,0.5,0.18518642816390915]
[448547,0.4,0.5,0.3387924958888478]
[448547,0.6,0.5,0.46763096956069405]
[448547,0.8,0.5,0.57515857301070572]
[448547,1,0.5,0.66523475517669572]
[448547,1.25,0.5,0.75514313521495458]
[448547,1.5,0.5,0.82353928247810182]
[448547,2,0.5,0.9154612880491324]
[448547,3,0.5,0.98113904084303782]
[448547,0.1,0.75,7.3530892371715242E-2]
[448547,0.2,0.75,0.14303453367788704]
[448547,0.4,0.75,0.2686847669228446]
[448547,0.6,0.75,0.37896432526764445]
[448547,0.8,0.75,0.4763231197771588]
[448547,1,0.75,0.5605933483236567]
[448547,1.25,0.75,0.65271671644796447]
[448547,1.5,0.75,0.72725442158606579]
[448547,2,0.75,0.8361580024834715]
[448547,3,0.75,0.95274692083095613]
[448547,0.1,1,5.9167030237943473E-2]
[448547,0.2,1,0.11628687451756888]
[448547,0.4,1,0.22294190690337956]
[448547,0.6,1,0.32009933885961672]
[448547,0.8,1,0.40769204953518806]
[448547,1,1,0.48598852233446321]
[448547,1.25,1,0.57163472832835527]
[448547,1.5,1,0.64758197133939654]
[448547,2,1,0.76514414202772085]
[448547,3,1,0.90727254421586057]
[448547,0.1,2,3.2587173205356243E-2]
[448547,0.2,2,6.4738060878612003E-2]
[448547,0.4,2,0.12850286941638422]
[448547,0.6,2,0.19095882135785486]
[448547,0.8,2,0.25153538946873849]
[448547,1,2,0.31019901332348898]
[448547,1.25,2,0.38020606101285365]
[448547,1.5,2,0.44437359465718024]
[448547,2,2,0.55988857938718661]
[448547,3,2,0.73353022116320432]
[448547,0.1,3,2.258616639258992E-2]
[448547,0.2,3,4.4803168104171585E-2]
[448547,0.4,3,8.9170050676242577E-2]
[448547,0.6,3,0.13333557069503638]
[448547,0.8,3,0.17719904688391452]
[448547,1,3,0.22059267711514582]
[448547,1.25,3,0.2741215558613283]
[448547,1.5,3,0.32650938013894015]
[448547,2,3,0.42591536060677243]
[448547,3,3,0.59774473940329564]
[448547,0.1,5,1.4028257878309872E-2]
[448547,0.2,5,2.7720911501157852E-2]
[448547,0.4,5,5.5106218746853688E-2]
[448547,0.6,5,8.249152599254965E-2]
[448547,0.8,5,0.10991039366379173]
[448547,1,5,0.13726214048394134]
[448547,1.25,5,0.17149377454106116]
[448547,1.5,5,0.20569184817263486]
[448547,2,5,0.27381951203141253]
[448547,3,5,0.40782629123737291]
[448547,0.1,10,7.4168540457093023E-3]
[448547,0.2,10,1.4363862133771884E-2]
[448547,0.4,10,2.835855958653552E-2]
[448547,0.6,10,4.235325703929927E-2]
[448547,0.8,10,5.6347954492063028E-2]
[448547,1,10,7.0376212370372893E-2]
[448547,1.25,10,8.7894754505487116E-2]
[448547,1.5,10,0.10541329664060146]
[448547,2,10,0.14048394133637615]
[448547,3,10,0.21069235157901808]
[448906,0.1,0.5,9.8448404363439337E-2]
[448906,0.2,0.5,0.18798699098854935]
[448906,0.4,0.5,0.34822819974253]
[448906,0.6,0.5,0.48533098448404366]
[448906,0.8,0.5,0.59912595704316018]
[448906,1,0.5,0.68940985161596313]
[448906,1.25,0.5,0.77593332881631549]
[448906,1.5,0.5,0.84026695575581001]
[448906,2,0.5,0.9228267497797954]
[448906,3,0.5,0.9805203604580256]
[448906,0.1,0.75,7.7207127854190663E-2]
[448906,0.2,0.75,0.14875669083271231]
[448906,0.4,0.75,0.28023578833254292]
[448906,0.6,0.75,0.39707974795040313]
[448906,0.8,0.75,0.50182939223524625]
[448906,1,0.75,0.59048716037671922]
[448906,1.25,0.75,0.68019513517175967]
[448906,1.5,0.75,0.75032183752286741]
[448906,2,0.75,0.85100616572938548]
[448906,3,0.75,0.95341825326919172]
[448906,0.1,1,6.3554441357815614E-2]
[448906,0.2,1,0.12341622061115254]
[448906,0.4,1,0.23565282200691101]
[448906,0.6,1,0.33738735686699639]
[448906,0.8,1,0.43146554644623619]
[448906,1,1,0.51521105765973307]
[448906,1.25,1,0.60376719289924796]
[448906,1.5,1,0.6754522664137137]
[448906,2,1,0.78362355173114706]
[448906,3,1,0.91388305440748008]
[448906,0.1,2,3.6181313097093347E-2]
[448906,0.2,2,7.1346297174605375E-2]
[448906,0.4,2,0.14069381394403421]
[448906,0.6,2,0.20750050816450979]
[448906,0.8,2,0.27163086930008812]
[448906,1,2,0.33318653025272715]
[448906,1.25,2,0.4070397723422996]
[448906,1.5,2,0.47469340741242633]
[448906,2,2,0.58909817738329162]
[448906,3,2,0.74635815434650044]
[448906,0.1,3,2.4900060979741154E-2]
[448906,0.2,3,4.9190324547733644E-2]
[448906,0.4,3,9.7567585879802118E-2]
[448906,0.6,3,0.14574158140795446]
[448906,0.8,3,0.19323802425638595]
[448906,1,3,0.23958262754929194]
[448906,1.25,3,0.29585337760010844]
[448906,1.5,3,0.35073514465749717]
[448906,2,3,0.45480723626261943]
[448906,3,3,0.62273866793143173]
[448906,0.1,5,1.5211057659733098E-2]
[448906,0.2,5,2.9947828443661506E-2]
[448906,0.4,5,5.9387492377532353E-2]
[448906,0.6,5,8.8861033945389287E-2]
[448906,0.8,5,0.11833457551324622]
[448906,1,5,0.14784199471508913]
[448906,1.25,5,0.18473473812588925]
[448906,1.5,5,0.22155972626871737]
[448906,2,5,0.29446439460668067]
[448906,3,5,0.43434514533504986]
[448906,0.1,10,7.9273663527339843E-3]
[448906,0.2,10,1.5278812927705146E-2]
[448906,0.4,10,3.0117216613591683E-2]
[448906,0.6,10,4.4921742665492259E-2]
[448906,0.8,10,5.9726268717392832E-2]
[448906,1,10,7.4530794769293293E-2]
[448906,1.25,10,9.306186055965851E-2]
[448906,1.5,10,0.11159292635002373]
[448906,2,10,0.14868893556474014]
[448906,3,10,0.22298258689613121]
[453357,0.1,0.5,4.5086503174695688E-2]
[453357,0.2,0.5,8.6299295159317418E-2]
[453357,0.4,0.5,0.16068620026795605]
[453357,0.6,0.5,0.22584027494611766]
[453357,0.8,0.5,0.28123725752898004]
[453357,1,0.5,0.32810042523446153]
[453357,1.25,0.5,0.37848779635346896]
[453357,1.5,0.5,0.42127337333255666]
[453357,2,0.5,0.48805848430127569]
[453357,3,0.5,0.58699831071241337]
[453357,0.1,0.75,3.4077008213432798E-2]
[453357,0.2,0.75,6.5590959398846696E-2]
[453357,0.4,0.75,0.12375487854604771]
[453357,0.6,0.75,0.17644317586066299]
[453357,0.8,0.75,0.22380147958292082]
[453357,1,0.75,0.26553853323236454]
[453357,1.25,0.75,0.31082891594337986]
[453357,1.5,0.75,0.34988640997262188]
[453357,2,0.75,0.4145744742820528]
[453357,3,0.75,0.50847556358128965]
[453357,0.1,1,2.7669365643385645E-2]
[453357,0.2,1,5.3532941107939672E-2]
[453357,0.4,1,0.10170676297547633]
[453357,0.6,1,0.14612337624512153]
[453357,0.8,1,0.18695753480514951]
[453357,1,1,0.22418011300751448]
[453357,1.25,1,0.26632492572959754]
[453357,1.5,1,0.30264460884254679]
[453357,2,1,0.36415797751499979]
[453357,3,1,0.45593289450690283]
[453357,0.1,2,1.6106483369255093E-2]
[453357,0.2,2,3.1776082017824926E-2]
[453357,0.4,2,6.1833750800955455E-2]
[453357,0.6,2,9.04060115337567E-2]
[453357,0.8,2,0.11723073338381784]
[453357,1,2,0.14254092153550421]
[453357,1.25,2,0.17274421855886304]
[453357,1.5,2,0.20105434845925327]
[453357,2,2,0.25202423253917405]
[453357,3,2,0.33418768567600637]
[453357,0.1,3,1.138812838585674E-2]
[453357,0.2,3,2.2659754179530662E-2]
[453357,0.4,3,4.470786975010204E-2]
[453357,0.6,3,6.5911341527349135E-2]
[453357,0.8,3,8.6736179880002373E-2]
[453357,1,3,0.1066872487912857]
[453357,1.25,3,0.13086153666919093]
[453357,1.5,3,0.15360866779285851]
[453357,2,3,0.19589910875516986]
[453357,3,3,0.27005300867944315]
[453357,0.1,5,7.2231607153260512E-3]
[453357,0.2,5,1.4358944486514884E-2]
[453357,0.4,5,2.863051202889276E-2]
[453357,0.6,5,4.2785576979087817E-2]
[453357,0.8,5,5.6620259800780635E-2]
[453357,1,5,7.0396691326382058E-2]
[453357,1.25,5,8.7231315896778822E-2]
[453357,1.5,5,0.10397856352303848]
[453357,2,5,0.13642453544591379]
[453357,3,5,0.19758839634181866]
[453357,0.1,10,3.7280829498456372E-3]
[453357,0.2,10,7.3687889555542636E-3]
[453357,0.4,10,1.4708452263062926E-2]
[453357,0.6,10,2.2077241218617191E-2]
[453357,0.8,10,2.9416904526125852E-2]
[453357,1,10,3.6756567833634311E-2]
[453357,1.25,10,4.5902021319974382E-2]
[453357,1.5,10,5.5076600454360261E-2]
[453357,2,10,7.339663307508601E-2]
[453357,3,10,0.11006582396458331]
[453515,0.1,0.5,9.3046033300685477E-2]
[453515,0.2,0.5,0.1756856023506366]
[453515,0.4,0.5,0.30252203721841325]
[453515,0.6,0.5,0.40144466209598423]
[453515,0.8,0.5,0.48114593535749256]
[453515,1,0.5,0.54529872673849156]
[453515,1.25,0.5,0.61043095004897152]
[453515,1.5,0.5,0.66393241919686574]
[453515,2,0.5,0.74963271302644463]
[453515,3,0.5,0.86900097943192944]
[453515,0.1,0.75,7.5661116552399543E-2]
[453515,0.2,0.75,0.14495592556317327]
[453515,0.4,0.75,0.25575416258570027]
[453515,0.6,0.75,0.34451518119490687]
[453515,0.8,0.75,0.4166258570029383]
[453515,1,0.75,0.47661606268364337]
[453515,1.25,0.75,0.5394221351616062]
[453515,1.5,0.75,0.59157688540646414]
[453515,2,0.75,0.67421645445641532]
[453515,3,0.75,0.79848188050930458]
[453515,0.1,1,6.476493633692447E-2]
[453515,0.2,1,0.12487757100881484]
[453515,0.4,1,0.22502448579823695]
[453515,0.6,1,0.30643976493633684]
[453515,0.8,1,0.37463271302644463]
[453515,1,1,0.43119490695396667]
[453515,1.25,1,0.49130754162585694]
[453515,1.5,1,0.54333986287952973]
[453515,2,1,0.62585700293829571]
[453515,3,1,0.74436826640548481]
[453515,0.1,2,4.1993143976493529E-2]
[453515,0.2,2,8.2272282076395559E-2]
[453515,0.4,2,0.15413809990205676]
[453515,0.6,2,0.21620959843290882]
[453515,0.8,2,0.27240450538687561]
[453515,1,2,0.32260039177277167]
[453515,1.25,2,0.37879529872673845]
[453515,1.5,2,0.42837904015670908]
[453515,2,2,0.51028403525954946]
[453515,3,2,0.63185602350636627]
[453515,0.1,3,3.1341821743388759E-2]
[453515,0.2,3,6.1704211557296718E-2]
[453515,0.4,3,0.11851126346718893]
[453515,0.6,3,0.16919686581782564]
[453515,0.8,3,0.21633202742409399]
[453515,1,3,0.26040646425073444]
[453515,1.25,3,0.31084720861900095]
[453515,1.5,3,0.3557786483839373]
[453515,2,3,0.43609206660137118]
[453515,3,3,0.56390793339862888]
[453515,0.1,5,2.0690499510283986E-2]
[453515,0.2,5,4.0891283055827579E-2]
[453515,0.4,5,8.055827619980406E-2]
[453515,0.6,5,0.11887855044074427]
[453515,0.8,5,0.15560724779627805]
[453515,1,5,0.18976493633692448]
[453515,1.25,5,0.23077864838393719]
[453515,1.5,5,0.26995592556317327]
[453515,2,5,0.34231145935357488]
[453515,3,5,0.4670666013712047]
[453515,0.1,10,1.1385896180215472E-2]
[453515,0.2,10,2.2159647404505285E-2]
[453515,0.4,10,4.3829578844270287E-2]
[453515,0.6,10,6.5499510284035167E-2]
[453515,0.8,10,8.7047012732615017E-2]
[453515,1,10,0.10859451518119487]
[453515,1.25,10,0.13540646425073447]
[453515,1.5,10,0.16221841332027417]
[453515,2,10,0.21535259549461308]
[453515,3,10,0.31733594515181196]
[454849,0.1,0.5,5.8182918221236259E-2]
[454849,0.2,0.5,0.10613088635676114]
[454849,0.4,0.5,0.18085106382978722]
[454849,0.6,0.5,0.24084904709085406]
[454849,0.8,0.5,0.29091459110618129]
[454849,1,0.5,0.33286276091559952]
[454849,1.25,0.5,0.37728143591812036]
[454849,1.5,0.5,0.4173137037410507]
[454849,2,0.5,0.48689119693455685]
[454849,3,0.5,0.59589593627104964]
[454849,0.1,0.75,4.6384995462337306E-2]
[454849,0.2,0.75,8.6013915498638682E-2]
[454849,0.4,0.75,0.14898658868609449]
[454849,0.6,0.75,0.20001008369466566]
[454849,0.8,0.75,0.24286578602399922]
[454849,1,0.75,0.27891499445396795]
[454849,1.25,0.75,0.31814056670364027]
[454849,1.5,0.75,0.352425128567107]
[454849,2,0.75,0.4114147423616013]
[454849,3,0.75,0.51245336291217103]
[454849,0.1,1,3.9326409196329591E-2]
[454849,0.2,1,7.3661389533124857E-2]
[454849,0.4,1,0.12957547645457299]
[454849,0.6,1,0.17459917313703746]
[454849,0.8,1,0.21362307149339518]
[454849,1,1,0.24609256831703138]
[454849,1.25,1,0.28163759201371386]
[454849,1.5,1,0.31299788242412019]
[454849,2,1,0.36744983361903805]
[454849,3,1,0.45795099324392458]
[454849,0.1,2,2.5057981244327916E-2]
[454849,0.2,2,4.7998386608853395E-2]
[454849,0.4,2,8.9089442371684965E-2]
[454849,0.6,2,0.12342442270848041]
[454849,0.8,2,0.15332257739235658]
[454849,1,2,0.18024604214984366]
[454849,1.25,2,0.20969043057376219]
[454849,1.5,2,0.23535343349803364]
[454849,2,2,0.27941917918725423]
[454849,3,2,0.35413935666028029]
[454849,0.1,3,1.8503579711606377E-2]
[454849,0.2,3,3.5746697589996955E-2]
[454849,0.4,3,6.806493899364717E-2]
[454849,0.6,3,9.7005142684279497E-2]
[454849,0.8,3,0.12276898255520817]
[454849,1,3,0.1461631541796915]
[454849,1.25,3,0.17258243420389222]
[454849,1.5,3,0.19663204598164769]
[454849,2,3,0.23787435716446506]
[454849,3,3,0.30538469295149745]
[454849,0.1,5,1.2201270545527927E-2]
[454849,0.2,5,2.3999193304426698E-2]
[454849,0.4,5,4.6889180195623666E-2]
[454849,0.6,5,6.8669960673590727E-2]
[454849,0.8,5,8.9139860845013644E-2]
[454849,1,5,0.10834929918322078]
[454849,1.25,5,0.13068468286780272]
[454849,1.5,5,0.15155793082585461]
[454849,2,5,0.18927094887566812]
[454849,3,5,0.25420994252294038]
[454849,0.1,10,6.5039830593930292E-3]
[454849,0.2,10,1.2957547645457189E-2]
[454849,0.4,10,2.5814258344257358E-2]
[454849,0.6,10,3.851971362307146E-2]
[454849,0.8,10,5.1174750428557056E-2]
[454849,1,10,6.3779368760713953E-2]
[454849,1.25,10,7.9509932439245645E-2]
[454849,1.5,10,9.5139659171120328E-2]
[454849,2,10,0.12579409095492594]
[454849,3,10,0.18427952001613399]
[456114,0.1,0.5,4.5557830953516294E-2]
[456114,0.2,0.5,8.5448985889415643E-2]
[456114,0.4,0.5,0.1554408505624596]
[456114,0.6,0.5,0.21600695710718992]
[456114,0.8,0.5,0.26970011501669139]
[456114,1,0.5,0.31716553987712848]
[456114,1.25,0.5,0.36665077005077557]
[456114,1.5,0.5,0.40937526299548349]
[456114,2,0.5,0.48060145313771141]
[456114,3,0.5,0.59143826970011504]
[456114,0.1,0.75,3.4953853059163327E-2]
[456114,0.2,0.75,6.603641260134091E-2]
[456114,0.4,0.75,0.12158105871461834]
[456114,0.6,0.75,0.16997222767694331]
[456114,0.8,0.75,0.21370662327825621]
[456114,1,0.75,0.25340140825314889]
[456114,1.25,0.75,0.29769686088590902]
[456114,1.5,0.75,0.33655006031363088]
[456114,2,0.75,0.40149241170364963]
[456114,3,0.75,0.50200577888742393]
[456114,0.1,1,2.8670014306954261E-2]
[456114,0.2,1,5.4646954862961832E-2]
[456114,0.4,1,0.10146716413723449]
[456114,0.6,1,0.14329396583162671]
[456114,0.8,1,0.18077257553230283]
[456114,1,1,0.21513731870844663]
[456114,1.25,1,0.25387830672987904]
[456114,1.5,1,0.28942126967206216]
[456114,2,1,0.34942631918534517]
[456114,3,1,0.44418885179678513]
[456114,0.1,2,1.7112239459141008E-2]
[456114,0.2,2,3.3298734816394018E-2]
[456114,0.4,2,6.3146968889387547E-2]
[456114,0.6,2,9.0666816281875035E-2]
[456114,0.8,2,0.11667180968945491]
[456114,1,2,0.14096557915112068]
[456114,1.25,2,0.16893427216876591]
[456114,1.5,2,0.19451847280276033]
[456114,2,2,0.24167531629590144]
[456114,3,2,0.31969029651864106]
[456114,0.1,3,1.2399360394984155E-2]
[456114,0.2,3,2.4237663758520978E-2]
[456114,0.4,3,4.6764103571128049E-2]
[456114,0.6,3,6.7859847953544397E-2]
[456114,0.8,3,8.8170112491934835E-2]
[456114,1,3,0.10755463292843717]
[456114,1.25,3,0.13047381266305719]
[456114,1.5,3,0.1519622969674867]
[456114,2,3,0.19061912643420198]
[456114,3,3,0.2592083485286279]
[456114,0.1,5,7.9670098465508717E-3]
[456114,0.2,5,1.5737649732095266E-2]
[456114,0.4,5,3.0998400987460289E-2]
[456114,0.6,5,4.5894465172384651E-2]
[456114,0.8,5,6.0397789435296063E-2]
[456114,1,5,7.450837377619432E-2]
[456114,1.25,5,9.1732824641624716E-2]
[456114,1.5,5,0.10808763710831201]
[456114,2,5,0.13905798524419999]
[456114,3,5,0.19544421690464833]
[456114,0.1,10,4.12376918113722E-3]
[456114,0.2,10,8.1914326591298447E-3]
[456114,0.4,10,1.6382865318259492E-2]
[456114,0.6,10,2.4546245125817042E-2]
[456114,0.8,10,3.2709624933374391E-2]
[456114,1,10,4.0901057592504238E-2]
[456114,1.25,10,5.1084242713271749E-2]
[456114,1.5,10,6.1239374982466968E-2]
[456114,2,10,8.1465480966140105E-2]
[456114,3,10,0.12146884730832885]
[456678,0.1,0.5,5.6948045712090653E-2]
[456678,0.2,0.5,0.10582925189666766]
[456678,0.4,0.5,0.19245174301354073]
[456678,0.6,0.5,0.26370882550657837]
[456678,0.8,0.5,0.3214251416498608]
[456678,1,0.5,0.37001824642274084]
[456678,1.25,0.5,0.42043599346970134]
[456678,1.5,0.5,0.46393930663593586]
[456678,2,0.5,0.53106693556131757]
[456678,3,0.5,0.63334293671372333]
[456678,0.1,0.75,4.427158359742632E-2]
[456678,0.2,0.75,8.3741476999903947E-2]
[456678,0.4,0.75,0.15423028906174971]
[456678,0.6,0.75,0.21598002496878907]
[456678,0.8,0.75,0.26851051570152695]
[456678,1,0.75,0.31441467396523576]
[456678,1.25,0.75,0.36233554211082308]
[456678,1.5,0.75,0.4010371650821089]
[456678,2,0.75,0.4651877460866225]
[456678,3,0.75,0.5593008739076154]
[456678,0.1,1,3.6588879285508517E-2]
[456678,0.2,1,6.9624507826754986E-2]
[456678,0.4,1,0.12974166906751183]
[456678,0.6,1,0.18361663305483539]
[456678,0.8,1,0.23134543359262466]
[456678,1,1,0.27456064534716218]
[456678,1.25,1,0.32200134447325462]
[456678,1.5,1,0.3618553730913282]
[456678,2,1,0.42350907519446845]
[456678,3,1,0.51397291846730053]
[456678,0.1,2,2.1607605877268763E-2]
[456678,0.2,2,4.2062806107749984E-2]
[456678,0.4,2,8.114856429463177E-2]
[456678,0.6,2,0.11725727456064536]
[456678,0.8,2,0.15163737635647753]
[456678,1,2,0.18332853164313845]
[456678,1.25,2,0.21991741092864697]
[456678,1.5,2,0.25468164794007492]
[456678,2,2,0.31825602612119464]
[456678,3,2,0.414577931431864]
[456678,0.1,3,1.5269374819936685E-2]
[456678,0.2,3,3.0058580620378431E-2]
[456678,0.4,3,5.8772687986171142E-2]
[456678,0.6,3,8.6718524920772158E-2]
[456678,0.8,3,0.11331988860078744]
[456678,1,3,0.13848074522231826]
[456678,1.25,3,0.16921156246998947]
[456678,1.5,3,0.19802170363968111]
[456678,2,3,0.25208873523480263]
[456678,3,3,0.34581772784019976]
[456678,0.1,5,3.1787189090559831E-2]
[456678,0.2,5,1.8918659368097661E-2]
[456678,0.4,5,3.7645251128397145E-2]
[456678,0.6,5,5.608374147699987E-2]
[456678,0.8,5,7.4330164217804751E-2]
[456678,1,5,9.2480553154710543E-2]
[456678,1.25,5,0.11495246326707009]
[456678,1.5,5,0.13704023816383362]
[456678,2,5,0.17891097666378561]
[456678,3,5,0.25679439162585233]
[456678,0.1,10,5.2146355517142133E-2]
[456678,0.2,10,3.6300777873811592E-2]
[456678,0.4,10,1.9302794583693508E-2]
[456678,0.6,10,2.9002208777489637E-2]
[456678,0.8,10,3.8701622971285939E-2]
[456678,1,10,4.8401037165082067E-2]
[456678,1.25,10,6.0501296456352709E-2]
[456678,1.5,10,7.2601555747623184E-2]
[456678,2,10,9.6706040526265205E-2]
[456678,3,10,0.14472294247575143]
[456789,0.1,0.5,6.9910166325713743E-2]
[456789,0.2,0.5,0.13457262296540068]
[456789,0.4,0.5,0.24744285333096147]
[456789,0.6,0.5,0.33950013341634794]
[456789,0.8,0.5,0.41581428444365387]
[456789,1,0.5,0.48065462954727384]
[456789,1.25,0.5,0.54602864004269325]
[456789,1.5,0.5,0.60081828693409234]
[456789,2,0.5,0.68460375344658908]
[456789,3,0.5,0.79836342613181543]
[456789,0.1,0.75,5.5590144979098102E-2]
[456789,0.2,0.75,0.10780040914346702]
[456789,0.4,0.75,0.20190340656408429]
[456789,0.6,0.75,0.28213110379791873]
[456789,0.8,0.75,0.34901716623676959]
[456789,1,0.75,0.40825402472649652]
[456789,1.25,0.75,0.46855821399982217]
[456789,1.5,0.75,0.52041270123632477]
[456789,2,0.75,0.60526549853242018]
[456789,3,0.75,0.72276082896024196]
[456789,0.1,1,4.6606777550475931E-2]
[456789,0.2,1,9.0989949301787748E-2]
[456789,0.4,1,0.17228497731922096]
[456789,0.6,1,0.24504135906786451]
[456789,0.8,1,0.30676865605265502]
[456789,1,1,0.36093569332028824]
[456789,1.25,1,0.41848261140265053]
[456789,1.5,1,0.46642355243262479]
[456789,2,1,0.54771858045005783]
[456789,3,1,0.66699279551721069]
[456789,0.1,2,2.9084763853064126E-2]
[456789,0.2,2,5.7369029618429206E-2]
[456789,0.4,2,0.11144712265409588]
[456789,0.6,2,0.16232322333896657]
[456789,0.8,2,0.20981944320910789]
[456789,1,2,0.25384683803255365]
[456789,1.25,2,0.30516765987725697]
[456789,1.5,2,0.3500844970203682]
[456789,2,2,0.42204038068131283]
[456789,3,2,0.53259806101574314]
[456789,0.1,3,2.1613448367873371E-2]
[456789,0.2,3,4.2604287111980874E-2]
[456789,0.4,3,8.3607578048563502E-2]
[456789,0.6,3,0.12300987280974836]
[456789,0.8,3,0.16098905985946815]
[456789,1,3,0.19781197189362271]
[456789,1.25,3,0.24094992439740279]
[456789,1.5,3,0.28124166147825319]
[456789,2,3,0.35124077203593351]
[456789,3,3,0.46028640042693236]
[456789,0.1,5,1.4675798274481981E-2]
[456789,0.2,5,2.8995819621097617E-2]
[456789,0.4,5,5.7102196922529526E-2]
[456789,0.6,5,8.4852797296095406E-2]
[456789,0.8,5,0.11189184381392875]
[456789,1,5,0.13821933647602955]
[456789,1.25,5,0.17041714844792319]
[456789,1.5,5,0.20217023925998395]
[456789,2,5,0.26256337276527614]
[456789,3,5,0.36689495686204748]
[456789,0.1,10,8.4497020368229682E-3]
[456789,0.2,10,1.6632571377746257E-2]
[456789,0.4,10,3.3087254291559183E-2]
[456789,0.6,10,4.945299297340576E-2]
[456789,0.8,10,6.5818731655252177E-2]
[456789,1,10,8.2095526105132086E-2]
[456789,1.25,10,0.10210797829760737]
[456789,1.5,10,0.12194254202614964]
[456789,2,10,0.16072222716356846]
[456789,3,10,0.23641376856710836]
[456858,0.1,0.5,3.8725401697057231E-2]
[456858,0.2,0.5,7.3607923039228487E-2]
[456858,0.4,0.5,0.1360095943053157]
[456858,0.6,0.5,0.19029995099682773]
[456858,0.8,0.5,0.23868413586774309]
[456858,1,0.5,0.28214221236427417]
[456858,1.25,0.5,0.33159672968302689]
[456858,1.5,0.5,0.37580274933587809]
[456858,2,0.5,0.45246692285869033]
[456858,3,0.5,0.57011322311918089]
[456858,0.1,0.75,2.9015036236556366E-2]
[456858,0.2,0.75,5.5412271425992456E-2]
[456858,0.4,0.75,0.10420911459004981]
[456858,0.6,0.75,0.14733190622340303]
[456858,0.8,0.75,0.18618626363706714]
[456858,1,0.75,0.22168777241895143]
[456858,1.25,0.75,0.26159956670879231]
[456858,1.5,0.75,0.29879039537822721]
[456858,2,0.75,0.36441595955948736]
[456858,3,0.75,0.47085600804683675]
[456858,0.1,1,2.3444149279137697E-2]
[456858,0.2,1,4.5070022954117613E-2]
[456858,0.4,1,8.5329997678797148E-2]
[456858,0.6,1,0.12218554148505413]
[456858,0.8,1,0.15536584736801384]
[456858,1,1,0.18618626363706714]
[456858,1.25,1,0.22090114254764925]
[456858,1.5,1,0.2524050241147191]
[456858,2,1,0.31037061872952831]
[456858,3,1,0.40550125087045114]
[456858,0.1,2,1.3346916668816067E-2]
[456858,0.2,2,2.6100637041240049E-2]
[456858,0.4,2,5.0705387769839863E-2]
[456858,0.6,2,7.3827147757460188E-2]
[456858,0.8,2,9.5955948727207099E-2]
[456858,1,2,0.11696283496247398]
[456858,1.25,2,0.14156758569107378]
[456858,1.5,2,0.16475382353699752]
[456858,2,2,0.20662574471926343]
[456858,3,2,0.279137544167333]
[456858,0.1,3,9.2203337373946218E-3]
[456858,0.2,3,1.8298816186521689E-2]
[456858,0.4,3,3.6107600649936955E-2]
[456858,0.6,3,5.3348979960281644E-2]
[456858,0.8,3,6.9997162974234792E-2]
[456858,1,3,8.6013462976813782E-2]
[456858,1.25,3,0.10522786475124456]
[456858,1.5,3,0.12368142779769437]
[456858,2,3,0.15833182884997299]
[456858,3,3,0.22074639568772095]
[456858,0.1,5,5.5708869574188496E-3]
[456858,0.2,5,1.1141773914837699E-2]
[456858,0.4,5,2.2270652258014646E-2]
[456858,0.6,5,3.3360843886209517E-2]
[456858,0.8,5,4.4451035514404387E-2]
[456858,1,5,5.5502540427617181E-2]
[456858,1.25,5,6.9133159672968347E-2]
[456858,1.5,5,8.2609032058391221E-2]
[456858,2,5,0.10863229566966712]
[456858,3,5,0.1572872875454569]
[456858,0.1,10,2.8112346220308397E-3]
[456858,0.2,10,5.6095736724009262E-3]
[456858,0.4,10,1.1219147344801852E-2]
[456858,0.6,10,1.6815825445542026E-2]
[456858,0.8,10,2.2425399117942953E-2]
[456858,1,10,2.8034972790343879E-2]
[456858,1.25,10,3.5037268202099563E-2]
[456858,1.5,10,4.2052459185515818E-2]
[456858,2,10,5.6069945580687758E-2]
[456858,3,10,8.4104918371031456E-2]
[457938,0.1,0.5,7.2791519434628957E-2]
[457938,0.2,0.5,0.13542402826855118]
[457938,0.4,0.5,0.24399293286219084]
[457938,0.6,0.5,0.33215547703180215]
[457938,0.8,0.5,0.40600706713780921]
[457938,1,0.5,0.46749116607773855]
[457938,1.25,0.5,0.52985865724381631]
[457938,1.5,0.5,0.58242049469964663]
[457938,2,0.5,0.66316254416961129]
[457938,3,0.5,0.77561837455830396]
[457938,0.1,0.75,5.8568904593639594E-2]
[457938,0.2,0.75,0.10980565371024738]
[457938,0.4,0.75,0.20079505300353354]
[457938,0.6,0.75,0.27747349823321554]
[457938,0.8,0.75,0.34293286219081276]
[457938,1,0.75,0.39911660777385166]
[457938,1.25,0.75,0.459452296819788]
[457938,1.5,0.75,0.50962897526501771]
[457938,2,0.75,0.59116607773851593]
[457938,3,0.75,0.69867491166077744]
[457938,0.1,1,4.9646643109540735E-2]
[457938,0.2,1,9.399293286219082E-2]
[457938,0.4,1,0.17393992932862185]
[457938,0.6,1,0.24293286219081273]
[457938,0.8,1,0.30229681978798589]
[457938,1,1,0.35406360424028266]
[457938,1.25,1,0.4113074204946997]
[457938,1.5,1,0.46007067137809188]
[457938,2,1,0.53913427561837457]
[457938,3,1,0.65097173144876319]
[457938,0.1,2,3.0742049469964731E-2]
[457938,0.2,2,5.9628975265017731E-2]
[457938,0.4,2,0.11439929328621908]
[457938,0.6,2,0.16484098939929326]
[457938,0.8,2,0.21007067137809188]
[457938,1,2,0.25229681978798585]
[457938,1.25,2,0.30053003533568906]
[457938,1.5,2,0.34372791519434626]
[457938,2,2,0.41996466431095408]
[457938,3,2,0.53100706713780921]
[457938,0.1,3,2.2261484098939986E-2]
[457938,0.2,3,4.3639575971731424E-2]
[457938,0.4,3,8.4982332155477014E-2]
[457938,0.6,3,0.12446996466431101]
[457938,0.8,3,0.16139575971731449]
[457938,1,3,0.19567137809187277]
[457938,1.25,3,0.23595406360424037]
[457938,1.5,3,0.27482332155477035]
[457938,2,3,0.34575971731448768]
[457938,3,3,0.45759717314487636]
[457938,0.1,5,1.4310954063604312E-2]
[457938,0.2,5,2.8268551236749141E-2]
[457938,0.4,5,5.5918727915194422E-2]
[457938,0.6,5,8.3392226148409965E-2]
[457938,0.8,5,0.11015901060070669]
[457938,1,5,0.13613074204946998]
[457938,1.25,5,0.16749116607773859]
[457938,1.5,5,0.19787985865724383]
[457938,2,5,0.25494699646643115]
[457938,3,5,0.35671378091872791]
[457938,0.1,10,7.4204946996466103E-3]
[457938,0.2,10,1.4752650176678428E-2]
[457938,0.4,10,2.9416961130742065E-2]
[457938,0.6,10,4.4081272084805702E-2]
[457938,0.8,10,5.8745583038869335E-2]
[457938,1,10,7.349823321554777E-2]
[457938,1.25,10,9.1784452296819766E-2]
[457938,1.5,10,0.11015901060070669]
[457938,2,10,0.14681978798586579]
[457938,3,10,0.21996466431095407]
[458009,0.1,0.5,4.097241190931445E-2]
[458009,0.2,0.5,7.8015674573991986E-2]
[458009,0.4,0.5,0.14426491290736046]
[458009,0.6,0.5,0.20168932406026102]
[458009,0.8,0.5,0.25007879309982561]
[458009,1,0.5,0.29224886012648932]
[458009,1.25,0.5,0.33719244426701406]
[458009,1.5,0.5,0.3759586493812116]
[458009,2,0.5,0.44010673838589714]
[458009,3,0.5,0.53747399827705755]
[458009,0.1,0.75,3.0718803185342449E-2]
[458009,0.2,0.75,5.9042296135986425E-2]
[458009,0.4,0.75,0.11077259260815676]
[458009,0.6,0.75,0.15746013069148837]
[458009,0.8,0.75,0.19834849662765541]
[458009,1,0.75,0.23499254091988325]
[458009,1.25,0.75,0.27501943563129044]
[458009,1.5,0.75,0.31067593973903723]
[458009,2,0.75,0.37110499443195433]
[458009,3,0.75,0.46122328913915916]
[458009,0.1,1,2.4751539091883351E-2]
[458009,0.2,1,4.7843170214107132E-2]
[458009,0.4,1,9.0748639505809719E-2]
[458009,0.6,1,0.13001912045889105]
[458009,0.8,1,0.16544449814048287]
[458009,1,1,0.19727691047002716]
[458009,1.25,1,0.23411005820183645]
[458009,1.5,1,0.26667787279641963]
[458009,2,1,0.32300968629840532]
[458009,3,1,0.41050154434475661]
[458009,0.1,2,1.4203769461895697E-2]
[458009,0.2,2,2.7840228605047018E-2]
[458009,0.4,2,5.4041560733721399E-2]
[458009,0.6,2,7.8856134305465092E-2]
[458009,0.8,2,0.10201079990754951]
[458009,1,2,0.12388376441913727]
[458009,1.25,2,0.14962284369550147]
[458009,1.5,2,0.17317672767003559]
[458009,2,2,0.21709074863950581]
[458009,3,2,0.29329943479083065]
[458009,0.1,3,9.98045931124328E-3]
[458009,0.2,3,1.9687769209757833E-2]
[458009,0.4,3,3.872418212762388E-2]
[458009,0.6,3,5.6983169793877318E-2]
[458009,0.8,3,7.4779904607820566E-2]
[458009,1,3,9.2009329103019441E-2]
[458009,1.25,3,0.1126636270039712]
[458009,1.5,3,0.13235139621372904]
[458009,2,3,0.16788183136175491]
[458009,3,3,0.23295442607106093]
[458009,0.1,5,6.1983905196142646E-3]
[458009,0.2,5,1.237576954594175E-2]
[458009,0.4,5,2.4646481625449156E-2]
[458009,0.6,5,3.6896182211669785E-2]
[458009,0.8,5,4.8956779358309103E-2]
[458009,1,5,6.0870296051940526E-2]
[458009,1.25,5,7.5641375832580446E-2]
[458009,1.5,5,9.0181329187065354E-2]
[458009,2,5,0.11837875317798836]
[458009,3,5,0.17063433698232935]
[458009,0.1,10,3.2147584728847893E-3]
[458009,0.2,10,6.3664824659089439E-3]
[458009,0.4,10,1.271195343853096E-2]
[458009,0.6,10,1.9057424411152976E-2]
[458009,0.8,10,2.5402895383774989E-2]
[458009,1,10,3.1748366356397002E-2]
[458009,1.25,10,3.9690710818817948E-2]
[458009,1.5,10,4.761204378795212E-2]
[458009,2,10,6.3475721219507078E-2]
[458009,3,10,9.5203076082617313E-2]
[458207,0.1,0.5,0.10212941906140166]
[458207,0.2,0.5,0.19722968782303077]
[458207,0.4,0.5,0.33491833781269376]
[458207,0.6,0.5,0.44242298945627451]
[458207,0.8,0.5,0.52739301219764312]
[458207,1,0.5,0.59437667976018194]
[458207,1.25,0.5,0.66280752532561493]
[458207,1.5,0.5,0.72090138515608848]
[458207,2,0.5,0.81269381848253042]
[458207,3,0.5,0.92288608641720071]
[458207,0.1,0.75,8.5176762456067798E-2]
[458207,0.2,0.75,0.16580525118875328]
[458207,0.4,0.75,0.28633450485838324]
[458207,0.6,0.75,0.38412238991110187]
[458207,0.8,0.75,0.4630969609261939]
[458207,1,0.75,0.52739301219764312]
[458207,1.25,0.75,0.59479015918958034]
[458207,1.5,0.75,0.65247053959065537]
[458207,2,0.75,0.74240231548480462]
[458207,3,0.75,0.86872028116601208]
[458207,0.1,1,7.4633037006408887E-2]
[458207,0.2,1,0.14595823857763068]
[458207,0.4,1,0.25428984908000818]
[458207,0.6,1,0.34504858383295423]
[458207,0.8,1,0.42030183998346082]
[458207,1,1,0.48149679553442215]
[458207,1.25,1,0.54661980566466817]
[458207,1.5,1,0.60305974777754801]
[458207,2,1,0.69443870167459176]
[458207,3,1,0.8236510233615878]
[458207,0.1,2,5.1891668389497513E-2]
[458207,0.2,2,0.10233615877610092]
[458207,0.4,2,0.18813314037626622]
[458207,0.6,2,0.25987182137688647]
[458207,0.8,2,0.3227206946454414]
[458207,1,2,0.37812693818482529]
[458207,1.25,2,0.43642753772999793]
[458207,1.5,2,0.48893942526359313]
[458207,2,2,0.57680380401075038]
[458207,3,2,0.71097787885052721]
[458207,0.1,3,4.0727723795741175E-2]
[458207,0.2,3,8.000826958858788E-2]
[458207,0.4,3,0.15133347115980966]
[458207,0.6,3,0.21418234442836462]
[458207,0.8,3,0.26896836882365099]
[458207,1,3,0.31755220177796145]
[458207,1.25,3,0.37233822617324785]
[458207,1.5,3,0.42133553855695677]
[458207,2,3,0.50733925987182138]
[458207,3,3,0.6400661567087037]
[458207,0.1,5,2.8530080628488715E-2]
[458207,0.2,5,5.6439942112879823E-2]
[458207,0.4,5,0.10957204879057254]
[458207,0.6,5,0.15877610088898073]
[458207,0.8,5,0.20570601612569769]
[458207,1,5,0.2474674384949348]
[458207,1.25,5,0.29584453173454617]
[458207,1.5,5,0.33988009096547445]
[458207,2,5,0.42050857969816002]
[458207,3,5,0.54951416167045686]
[458207,0.1,10,1.6745916890634593E-2]
[458207,0.2,10,3.3078354351871023E-2]
[458207,0.4,10,6.5536489559644445E-2]
[458207,0.6,10,9.7581145338019343E-2]
[458207,0.8,10,0.12921232168699609]
[458207,1,10,0.1604300186065743]
[458207,1.25,10,0.19847012611122597]
[458207,1.5,10,0.23464957618358484]
[458207,2,10,0.30183998346082286]
[458207,3,10,0.4262972917097374]
[461570,0.1,0.5,8.6905497220506583E-2]
[461570,0.2,0.5,0.16788140827671411]
[461570,0.4,0.5,0.31513279802347138]
[461570,0.6,0.5,0.44376158122297721]
[461570,0.8,0.5,0.55348980852378016]
[461570,1,0.5,0.64604694255713413]
[461570,1.25,0.5,0.73770846201358864]
[461570,1.5,0.5,0.80599135268684374]
[461570,2,0.5,0.89570722668313774]
[461570,3,0.5,0.97378011117974062]
[461570,0.1,0.75,6.5904879555281154E-2]
[461570,0.2,0.75,0.12859789993823351]
[461570,0.4,0.75,0.24629400864731318]
[461570,0.6,0.75,0.35410747374922791]
[461570,0.8,0.75,0.4514823965410748]
[461570,1,0.75,0.53780111179740586]
[461570,1.25,0.75,0.62933909820877076]
[461570,1.5,0.75,0.70497220506485481]
[461570,2,0.75,0.81352686843730704]
[461570,3,0.75,0.93539221741815937]
[461570,0.1,1,5.2872143298332404E-2]
[461570,0.2,1,0.10386040765904889]
[461570,0.4,1,0.20206917850525022]
[461570,0.6,1,0.29413218035824584]
[461570,0.8,1,0.37967881408276721]
[461570,1,1,0.4583693638048178]
[461570,1.25,1,0.54672637430512672]
[461570,1.5,1,0.62226683137739347]
[461570,2,1,0.73956145768993209]
[461570,3,1,0.88409512044471894]
[461570,0.1,2,2.8443483631871613E-2]
[461570,0.2,2,5.6269302038295325E-2]
[461570,0.4,2,0.11176652254478082]
[461570,0.6,2,0.16695491043854238]
[461570,0.8,2,0.22118591723285985]
[461570,1,2,0.27387276096355778]
[461570,1.25,2,0.33817171093267456]
[461570,1.5,2,0.40101914762198893]
[461570,2,2,0.51448424953675109]
[461570,3,2,0.69459542927733176]
[461570,0.1,3,1.9209388511426912E-2]
[461570,0.2,3,3.7986411365040267E-2]
[461570,0.4,3,7.54478072884497E-2]
[461570,0.6,3,0.11290920321185924]
[461570,0.8,3,0.15033971587399636]
[461570,1,3,0.18767757875231628]
[461570,1.25,3,0.23403335392217425]
[461570,1.5,3,0.27980234712785673]
[461570,2,3,0.37029030265596052]
[461570,3,3,0.5395305744286597]
[461570,0.1,5,1.1735639283508417E-2]
[461570,0.2,5,2.3038912909203277E-2]
[461570,0.4,5,4.5614576899320684E-2]
[461570,0.6,5,6.8190240889437981E-2]
[461570,0.8,5,9.07967881408277E-2]
[461570,1,5,0.11343421865348985]
[461570,1.25,5,0.14175416924027187]
[461570,1.5,5,0.17007411982705375]
[461570,2,5,0.22668313773934537]
[461570,3,5,0.33949969116738732]
[461570,0.1,10,6.2384187770230162E-3]
[461570,0.2,10,1.1797405806053164E-2]
[461570,0.4,10,2.3162445954292881E-2]
[461570,0.6,10,3.4496602841260063E-2]
[461570,0.8,10,4.5861642989499782E-2]
[461570,1,10,5.7195799876467071E-2]
[461570,1.25,10,7.1402100061766546E-2]
[461570,1.5,10,8.5608400247066146E-2]
[461570,2,10,0.11402100061766533]
[461570,3,10,0.17096973440395308]
[462718,0.1,0.5,7.5418000711490588E-2]
[462718,0.2,0.5,0.14612237637851294]
[462718,0.4,0.5,0.2764437329538717]
[462718,0.6,0.5,0.39286137792007586]
[462718,0.8,0.5,0.49501956599075064]
[462718,1,0.5,0.58428198743033322]
[462718,1.25,0.5,0.67914739713032135]
[462718,1.5,0.5,0.7550397248903119]
[462718,2,0.5,0.86019210245464239]
[462718,3,0.5,0.96620419779437916]
[462718,0.1,0.75,5.5466619233961775E-2]
[462718,0.2,0.75,0.10876912130914267]
[462718,0.4,0.75,0.21066050041503612]
[462718,0.6,0.75,0.30487371042333689]
[462718,0.8,0.75,0.39241669631210718]
[462718,1,0.75,0.47219257678169102]
[462718,1.25,0.75,0.55985414443258619]
[462718,1.5,0.75,0.63799952567295148]
[462718,2,0.75,0.76159136724771725]
[462718,3,0.75,0.90234791889007471]
[462718,0.1,1,4.3489861259338278E-2]
[462718,0.2,1,8.5823550337958007E-2]
[462718,0.4,1,0.1682971658958852]
[462718,0.6,1,0.24682793786315665]
[462718,0.8,1,0.32123799359658478]
[462718,1,1,0.39220917822838852]
[462718,1.25,1,0.47394165777303449]
[462718,1.5,1,0.54672121427724418]
[462718,2,1,0.67292185461875964]
[462718,3,1,0.8400628483339263]
[462718,0.1,2,2.2767698327997174E-2]
[462718,0.2,2,4.5179651369619378E-2]
[462718,0.4,2,8.9914621131269939E-2]
[462718,0.6,2,0.13456065457132688]
[462718,0.8,2,0.17888058816554012]
[462718,1,2,0.22248903118700342]
[462718,1.25,2,0.27564330605952803]
[462718,1.5,2,0.32784892683505279]
[462718,2,2,0.42805051583066528]
[462718,3,2,0.60372939641883072]
[462718,0.1,3,1.5356338195185601E-2]
[462718,0.2,3,3.0386576544527411E-2]
[462718,0.4,3,6.0447053243211132E-2]
[462718,0.6,3,9.0537175382426144E-2]
[462718,0.8,3,0.12065694296217243]
[462718,1,3,0.1507767105419186]
[462718,1.25,3,0.18807067473022643]
[462718,1.5,3,0.22533499347800307]
[462718,2,3,0.29894462231708763]
[462718,3,3,0.44156883671291353]
[462718,0.1,5,9.3679592078739025E-3]
[462718,0.2,5,1.8439464010435194E-2]
[462718,0.4,5,3.6552828175026593E-2]
[462718,0.6,5,5.469583778014938E-2]
[462718,0.8,5,7.2809201944740887E-2]
[462718,1,5,9.0981856990394849E-2]
[462718,1.25,5,0.11366061899679829]
[462718,1.5,5,0.13639867188426419]
[462718,2,5,0.1818154867781335]
[462718,3,5,0.27244159848215338]
[462718,0.1,10,4.9804340092493554E-3]
[462718,0.2,10,9.39760464840508E-3]
[462718,0.4,10,1.8528400332028936E-2]
[462718,0.6,10,2.7659196015652789E-2]
[462718,0.8,10,3.6760346258745462E-2]
[462718,1,10,4.5891141942369318E-2]
[462718,1.25,10,5.7274991106367801E-2]
[462718,1.5,10,6.8688485710897668E-2]
[462718,2,10,9.1485829479426017E-2]
[462718,3,10,0.13716945333807656]
[465002,0.1,0.5,8.4475058663235153E-2]
[465002,0.2,0.5,0.16399212777231104]
[465002,0.4,0.5,0.31076375747483165]
[465002,0.6,0.5,0.43880099916736059]
[465002,0.8,0.5,0.54897433956551356]
[465002,1,0.5,0.64033759745666485]
[465002,1.25,0.5,0.73192793883884633]
[465002,1.5,0.5,0.80164257058511845]
[465002,2,0.5,0.89327075921580501]
[465002,3,0.5,0.96888956172886231]
[465002,0.1,0.75,6.3507682991446546E-2]
[465002,0.2,0.75,0.12493376731511627]
[465002,0.4,0.75,0.24036787525546888]
[465002,0.6,0.75,0.34709711603966387]
[465002,0.8,0.75,0.44394822496404512]
[465002,1,0.75,0.53065627128907733]
[465002,1.25,0.75,0.62410112784800553]
[465002,1.5,0.75,0.70081750056770864]
[465002,2,0.75,0.81242903640905306]
[465002,3,0.75,0.92952842328362739]
[465002,0.1,1,5.0601771251230027E-2]
[465002,0.2,1,0.10010597229581407]
[465002,0.4,1,0.19548103852849893]
[465002,0.6,1,0.28544394822496411]
[465002,0.8,1,0.3703731738702597]
[465002,1,1,0.44970100673681029]
[465002,1.25,1,0.53871773522064947]
[465002,1.5,1,0.61717508137158439]
[465002,2,1,0.73892967981227764]
[465002,3,1,0.88047838922110355]
[465002,0.1,2,2.75149496631595E-2]
[465002,0.2,2,5.461357959276366E-2]
[465002,0.4,2,0.10862160320944671]
[465002,0.6,2,0.16206191809855422]
[465002,0.8,2,0.21466959352055107]
[465002,1,2,0.26663386571796238]
[465002,1.25,2,0.32964953447884343]
[465002,1.5,2,0.39081068806297781]
[465002,2,2,0.50874271440466279]
[465002,3,2,0.69888729089395207]
[465002,0.1,3,1.8885777004011894E-2]
[465002,0.2,3,3.7393081522973264E-2]
[465002,0.4,3,7.4407690560896259E-2]
[465002,0.6,3,0.11146014684732421]
[465002,0.8,3,0.14843690863674214]
[465002,1,3,0.18533797592915002]
[465002,1.25,3,0.23124668836575579]
[465002,1.5,3,0.27681477556581635]
[465002,2,3,0.3657179623041405]
[465002,3,3,0.53387328741200513]
[465002,0.1,5,1.1884036030580579E-2]
[465002,0.2,5,2.3351752327605817E-2]
[465002,0.4,5,4.6325032170161234E-2]
[465002,0.6,5,6.9336159261221733E-2]
[465002,0.8,5,9.2347286352282232E-2]
[465002,1,5,0.11535841344334273]
[465002,1.25,5,0.14416016955567335]
[465002,1.5,5,0.17281053667398374]
[465002,2,5,0.23011127091060488]
[465002,3,5,0.34331239118916057]
[465002,0.1,10,6.5475739913708961E-3]
[465002,0.2,10,1.2413897509651025E-2]
[465002,0.4,10,2.4449322534251791E-2]
[465002,0.6,10,3.6484747558852552E-2]
[465002,0.8,10,4.8482325334948236E-2]
[465002,1,10,6.0517750359548865E-2]
[465002,1.25,10,7.558095526455226E-2]
[465002,1.5,10,9.0606312921050716E-2]
[465002,2,10,0.12073272273105749]
[465002,3,10,0.18098554235107106]
[465739,0.1,0.5,0.10634362862955431]
[465739,0.2,0.5,0.20182171259478446]
[465739,0.4,0.5,0.36646939152949881]
[465739,0.6,0.5,0.49939892731644164]
[465739,0.8,0.5,0.60615868318845934]
[465739,1,0.5,0.69262067690031437]
[465739,1.25,0.5,0.77584612539300912]
[465739,1.5,0.5,0.83886628444608846]
[465739,2,0.5,0.92042722396892918]
[465739,3,0.5,0.97794525614943595]
[465739,0.1,0.75,8.2208248566672776E-2]
[465739,0.2,0.75,0.15863695209913081]
[465739,0.4,0.75,0.29716108747919362]
[465739,0.6,0.75,0.41561864250046238]
[465739,0.8,0.75,0.51530423525060109]
[465739,1,0.75,0.59982430183095992]
[465739,1.25,0.75,0.68929165896060662]
[465739,1.5,0.75,0.75994081745884967]
[465739,2,0.75,0.85916404660625123]
[465739,3,0.75,0.95718513038653608]
[465739,0.1,1,6.6626595154429397E-2]
[465739,0.2,1,0.13006288144997222]
[465739,0.4,1,0.24939892731644156]
[465739,0.6,1,0.35611244682818566]
[465739,0.8,1,0.44923247641945624]
[465739,1,1,0.52949879785463283]
[465739,1.25,1,0.61665433697059369]
[465739,1.5,1,0.69104864065100791]
[465739,2,1,0.80233955982985028]
[465739,3,1,0.92347882374699464]
[465739,0.1,2,3.7682633623081253E-2]
[465739,0.2,2,7.4856667283151462E-2]
[465739,0.4,2,0.14767893471425925]
[465739,0.6,2,0.21874422045496586]
[465739,0.8,2,0.28772886998335495]
[465739,1,2,0.35292213796929911]
[465739,1.25,2,0.42833364157573511]
[465739,1.5,2,0.49676345478083966]
[465739,2,2,0.617579064176068]
[465739,3,2,0.78648048825596439]
[465739,0.1,3,2.6031070834103887E-2]
[465739,0.2,3,5.1692250786018058E-2]
[465739,0.4,3,0.10269095616793046]
[465739,0.6,3,0.15331977066765298]
[465739,0.8,3,0.2035786942851858]
[465739,1,3,0.25356019974107646]
[465739,1.25,3,0.31389864989827998]
[465739,1.5,3,0.37150915479933422]
[465739,2,3,0.48011836508230071]
[465739,3,3,0.662705751803218]
[465739,0.1,5,1.6275198816349191E-2]
[465739,0.2,5,3.2134270390234893E-2]
[465739,0.4,5,6.3898649898280077E-2]
[465739,0.6,5,9.5524320325503925E-2]
[465739,0.8,5,0.12710375439245417]
[465739,1,5,0.15863695209913081]
[465739,1.25,5,0.19770667653042351]
[465739,1.5,5,0.23659145552062147]
[465739,2,5,0.31394488625855377]
[465739,3,5,0.46134640281117067]
[465739,0.1,10,8.6461993711855548E-3]
[465739,0.2,10,1.669132605881268E-2]
[465739,0.4,10,3.2920288514888096E-2]
[465739,0.6,10,4.9195487331237291E-2]
[465739,0.8,10,6.5424449787312697E-2]
[465739,1,10,8.1653412243388276E-2]
[465739,1.25,10,0.10190493804327726]
[465739,1.5,10,0.12220270020344001]
[465739,2,10,0.16270575180321797]
[465739,3,10,0.24389680044386899]
[466859,0.1,0.5,9.7056659308314863E-2]
[466859,0.2,0.5,0.18587196467991168]
[466859,0.4,0.5,0.34433406916850617]
[466859,0.6,0.5,0.47921265636497429]
[466859,0.8,0.5,0.59231052244297278]
[466859,1,0.5,0.68565121412803531]
[466859,1.25,0.5,0.77729948491537892]
[466859,1.5,0.5,0.84506990434142759]
[466859,2,0.5,0.92866077998528329]
[466859,3,0.5,0.98888888888888893]
[466859,0.1,0.75,7.472406181015448E-2]
[466859,0.2,0.75,0.14506990434142758]
[466859,0.4,0.75,0.27498160412067696]
[466859,0.6,0.75,0.39050772626931568]
[466859,0.8,0.75,0.49337748344370863]
[466859,1,0.75,0.58237674760853564]
[466859,1.25,0.75,0.67575423105224419]
[466859,1.5,0.75,0.75091979396615161]
[466859,2,0.75,0.85783664459161146]
[466859,3,0.75,0.96059602649006615]
[466859,0.1,1,6.0228108903605609E-2]
[466859,0.2,1,0.11810154525386317]
[466859,0.4,1,0.22781456953642384]
[466859,0.6,1,0.32877115526122147]
[466859,0.8,1,0.42122884473877853]
[466859,1,1,0.50485651214128036]
[466859,1.25,1,0.59624724061810153]
[466859,1.5,1,0.67380426784400294]
[466859,2,1,0.79013980868285505]
[466859,3,1,0.92321559970566591]
[466859,0.1,2,3.3149374540103013E-2]
[466859,0.2,2,6.5562913907284776E-2]
[466859,0.4,2,0.13009565857247982]
[466859,0.6,2,0.1937086092715232]
[466859,0.8,2,0.25596026490066226]
[466859,1,2,0.31578366445916112]
[466859,1.25,2,0.38763796909492282]
[466859,1.5,2,0.45551876379690953]
[466859,2,2,0.57763061074319355]
[466859,3,2,0.76092715231788077]
[466859,0.1,3,2.2590139808682883E-2]
[466859,0.2,3,4.4665194996320774E-2]
[466859,0.4,3,8.8741721854304595E-2]
[466859,0.6,3,0.13285504047093455]
[466859,0.8,3,0.17685798381162615]
[466859,1,3,0.22034584253127301]
[466859,1.25,3,0.27442972774098601]
[466859,1.5,3,0.32711552612214856]
[466859,2,3,0.4297645327446652]
[466859,3,3,0.61409124356144218]
[466859,0.1,5,1.3833701250919839E-2]
[466859,0.2,5,2.7262693156732881E-2]
[466859,0.4,5,5.4047093451067008E-2]
[466859,0.6,5,8.0794701986754897E-2]
[466859,0.8,5,0.10757910228108902]
[466859,1,5,0.13440029433406911]
[466859,1.25,5,0.1679911699779249]
[466859,1.5,5,0.2015452538631346]
[466859,2,5,0.26839587932303155]
[466859,3,5,0.40003679175864609]
[466859,0.1,10,7.3215599705665222E-3]
[466859,0.2,10,1.3944076526858033E-2]
[466859,0.4,10,2.7483443708609268E-2]
[466859,0.6,10,4.0986019131714527E-2]
[466859,0.8,10,5.4451802796173676E-2]
[466859,1,10,6.7954378219278924E-2]
[466859,1.25,10,8.4805003679175858E-2]
[466859,1.5,10,0.10169242089771889]
[466859,2,10,0.13546725533480494]
[466859,3,10,0.2031272994849154]
[469011,0.1,0.5,9.8181198619925872E-2]
[469011,0.2,0.5,0.18895088810324998]
[469011,0.4,0.5,0.35153554542743964]
[469011,0.6,0.5,0.48967074157686247]
[469011,0.8,0.5,0.60276014823018276]
[469011,1,0.5,0.69374281211398381]
[469011,1.25,0.5,0.77986965966690802]
[469011,1.5,0.5,0.84256932316735522]
[469011,2,0.5,0.92345700046854362]
[469011,3,0.5,0.98743451037185326]
[469011,0.1,0.75,7.5350342888784852E-2]
[469011,0.2,0.75,0.14669676704860071]
[469011,0.4,0.75,0.27835754142352087]
[469011,0.6,0.75,0.39634535928781361]
[469011,0.8,0.75,0.50010648720023854]
[469011,1,0.75,0.58976870980108187]
[469011,1.25,0.75,0.68296630744984443]
[469011,1.5,0.75,0.75614431145376337]
[469011,2,0.75,0.85717936704008169]
[469011,3,0.75,0.96247391063594157]
[469011,0.1,1,6.1166247817012395E-2]
[469011,0.2,1,0.12003237210887258]
[469011,0.4,1,0.23107722451761301]
[469011,0.6,1,0.33313455722622137]
[469011,0.8,1,0.42548025727307581]
[469011,1,1,0.5102440686629468]
[469011,1.25,1,0.60318609703113679]
[469011,1.5,1,0.67849384503982624]
[469011,2,1,0.79418153937896663]
[469011,3,1,0.92205136942539501]
[469011,0.1,2,3.4203688716616297E-2]
[469011,0.2,2,6.785364399199216E-2]
[469011,0.4,2,0.13447203646121736]
[469011,0.6,2,0.1993866337266261]
[469011,0.8,2,0.26178813306640547]
[469011,1,2,0.32201729352131875]
[469011,1.25,2,0.39396004600247053]
[469011,1.5,2,0.46249520807598926]
[469011,2,2,0.58712782723516632]
[469011,3,2,0.76240575882778894]
[469011,0.1,3,2.3682753333049408E-2]
[469011,0.2,3,4.6896962985049161E-2]
[469011,0.4,3,9.3240192528858026E-2]
[469011,0.6,3,0.1391148783916174]
[469011,0.8,3,0.18477658985389961]
[469011,1,3,0.22984197299484604]
[469011,1.25,3,0.28495974783830991]
[469011,1.5,3,0.33879967627891128]
[469011,2,3,0.44277377859181322]
[469011,3,3,0.62410018315798443]
[469011,0.1,5,1.4780423393108203E-2]
[469011,0.2,5,2.9049708225071285E-2]
[469011,0.4,5,5.7630872769093219E-2]
[469011,0.6,5,8.6212037313114998E-2]
[469011,0.8,5,0.11466541721685054]
[469011,1,5,0.1430336073603953]
[469011,1.25,5,0.17847254759977857]
[469011,1.5,5,0.21369851343868465]
[469011,2,5,0.28402266047621072]
[469011,3,5,0.42262640030668314]
[469011,0.1,10,7.8800528176512629E-3]
[469011,0.2,10,1.5121182433871467E-2]
[469011,0.4,10,2.9773821186693427E-2]
[469011,0.6,10,4.4426459939515238E-2]
[469011,0.8,10,5.9079098692337198E-2]
[469011,1,10,7.3774332325254474E-2]
[469011,1.25,10,9.209013076628185E-2]
[469011,1.5,10,0.11044852408740469]
[469011,2,10,0.14716531072965036]
[469011,3,10,0.22059888401414157]
[470349,0.1,0.5,0.10001989455883829]
[470349,0.2,0.5,0.19058987366955141]
[470349,0.4,0.5,0.34830398885904712]
[470349,0.6,0.5,0.47950860439669757]
[470349,0.8,0.5,0.58514871182731532]
[470349,1,0.5,0.6708445240226798]
[470349,1.25,0.5,0.75340694320103452]
[470349,1.5,0.5,0.81562717596737289]
[470349,2,0.5,0.89689644882124742]
[470349,3,0.5,0.96603004078384558]
[470349,0.1,0.75,7.5947478364667309E-2]
[470349,0.2,0.75,0.14741868099074912]
[470349,0.4,0.75,0.27767830498358709]
[470349,0.6,0.75,0.39371331940714221]
[470349,0.8,0.75,0.49358400477469416]
[470349,1,0.75,0.5790311349845817]
[470349,1.25,0.75,0.66890480453595946]
[470349,1.5,0.75,0.74047547995623197]
[470349,2,0.75,0.84049537451507006]
[470349,3,0.75,0.93902317716104655]
[470349,0.1,1,6.087735004476276E-2]
[470349,0.2,1,0.11951656222023287]
[470349,0.4,1,0.22938426340395909]
[470349,0.6,1,0.33124440465532684]
[470349,0.8,1,0.4238038396498558]
[470349,1,1,0.50442653934149018]
[470349,1.25,1,0.59325574455386454]
[470349,1.5,1,0.66870585894757784]
[470349,2,1,0.78479060976822845]
[470349,3,1,0.90654530985775383]
[470349,0.1,2,3.337312245100979E-2]
[470349,0.2,2,6.6199144533970106E-2]
[470349,0.4,2,0.13075698796379195]
[470349,0.6,2,0.19436983984880141]
[470349,0.8,2,0.25663980901223521]
[470349,1,2,0.31756689545409333]
[470349,1.25,2,0.39167412712623101]
[470349,1.5,2,0.45966378195563512]
[470349,2,2,0.57783746145429227]
[470349,3,2,0.75619218143837652]
[470349,0.1,3,2.2779269869690734E-2]
[470349,0.2,3,4.5210384959713634E-2]
[470349,0.4,3,8.9674723962996153E-2]
[470349,0.6,3,0.13384064458370648]
[470349,0.8,3,0.17790709241022587]
[470349,1,3,0.22172485825126836]
[470349,1.25,3,0.27608674027653446]
[470349,1.5,3,0.33010046752213279]
[470349,2,3,0.43524321098179652]
[470349,3,3,0.6168805331741769]
[470349,0.1,5,1.4025663980901224E-2]
[470349,0.2,5,2.7603700387944057E-2]
[470349,0.4,5,5.4859245996220107E-2]
[470349,0.6,5,8.2114791604496334E-2]
[470349,0.8,5,0.10922112802148619]
[470349,1,5,0.13627772804138077]
[470349,1.25,5,0.17014821446334441]
[470349,1.5,5,0.20391922809111712]
[470349,2,5,0.27091415497861338]
[470349,3,5,0.40470506316522437]
[470349,0.1,10,7.4107231672138115E-3]
[470349,0.2,10,1.4224609569282868E-2]
[470349,0.4,10,2.8001591564707169E-2]
[470349,0.6,10,4.182830995722675E-2]
[470349,0.8,10,5.5655028349746505E-2]
[470349,1,10,6.9432010345170631E-2]
[470349,1.25,10,8.6740276534368013E-2]
[470349,1.5,10,0.10399880632646975]
[470349,2,10,0.13861533870486434]
[470349,3,10,0.20779866706455788]
[471676,0.1,0.5,0.10530326120085341]
[471676,0.2,0.5,0.2002946256222696]
[471676,0.4,0.5,0.36782485014731281]
[471676,0.6,0.5,0.50634969013512143]
[471676,0.8,0.5,0.61825662907650103]
[471676,1,0.5,0.70887940668495375]
[471676,1.25,0.5,0.79777506857665348]
[471676,1.5,0.5,0.86183074265975823]
[471676,2,0.5,0.93939855735040123]
[471676,3,0.5,0.99172000406380167]
[471676,0.1,0.75,8.1479223813877844E-2]
[471676,0.2,0.75,0.15742151782992991]
[471676,0.4,0.75,0.29696230823935793]
[471676,0.6,0.75,0.41948592908666055]
[471676,0.8,0.75,0.52692268617291471]
[471676,1,0.75,0.61718988113380069]
[471676,1.25,0.75,0.7111652951335975]
[471676,1.5,0.75,0.7873107792339733]
[471676,2,0.75,0.8881946561007823]
[471676,3,0.75,0.97521080971248608]
[471676,0.1,1,6.5884384842019736E-2]
[471676,0.2,1,0.12882251346134316]
[471676,0.4,1,0.24692674997460126]
[471676,0.6,1,0.35634461038301335]
[471676,0.8,1,0.45377425581631614]
[471676,1,1,0.54211114497612523]
[471676,1.25,1,0.63700091435537942]
[471676,1.5,1,0.71756578278979988]
[471676,2,1,0.8388702631311592]
[471676,3,1,0.95113278472010565]
[471676,0.1,2,3.6472620136137356E-2]
[471676,0.2,2,7.218327745606011E-2]
[471676,0.4,2,0.14233465406888141]
[471676,0.6,2,0.21116529513359747]
[471676,0.8,2,0.27791323783399369]
[471676,1,2,0.34369602763385149]
[471676,1.25,2,0.42121304480341359]
[471676,1.5,2,0.49288834704866402]
[471676,2,2,0.62155846794676428]
[471676,3,2,0.81646855633445092]
[471676,0.1,3,2.5093975413999787E-2]
[471676,0.2,3,4.9629178096108929E-2]
[471676,0.4,3,9.8496393376003258E-2]
[471676,0.6,3,0.14705882352941174]
[471676,0.8,3,0.19516407599309157]
[471676,1,3,0.2422533780351519]
[471676,1.25,3,0.30051813471502592]
[471676,1.5,3,0.35807172609976629]
[471676,2,3,0.46850553692979785]
[471676,3,3,0.66316163771207959]
[471676,0.1,5,1.5645636492939135E-2]
[471676,0.2,5,3.078329777506866E-2]
[471676,0.4,5,6.1109417860408383E-2]
[471676,0.6,5,9.1232347861424326E-2]
[471676,0.8,5,0.12135527786244028]
[471676,1,5,0.15137661282129433]
[471676,1.25,5,0.18886518337905109]
[471676,1.5,5,0.226150563852484]
[471676,2,5,0.30051813471502592]
[471676,3,5,0.44722137559687086]
[471676,0.1,10,8.3307934572793597E-3]
[471676,0.2,10,1.605201666158686E-2]
[471676,0.4,10,3.1646855633445145E-2]
[471676,0.6,10,4.7190897084222215E-2]
[471676,0.8,10,6.2785736056080496E-2]
[471676,1,10,7.8278979985776709E-2]
[471676,1.25,10,9.7683633038707626E-2]
[471676,1.5,10,0.11708828609163871]
[471676,2,10,0.15584679467641988]
[471676,3,10,0.2333638118459819]
[473269,0.1,0.5,9.8044994596718837E-2]
[473269,0.2,0.5,0.18670792808723852]
[473269,0.4,0.5,0.34379605069260244]
[473269,0.6,0.5,0.47661852834266633]
[473269,0.8,0.5,0.589055899400727]
[473269,1,0.5,0.68213969938107866]
[473269,1.25,0.5,0.77654975930837999]
[473269,1.5,0.5,0.8459573631987426]
[473269,2,0.5,0.93132920719127621]
[473269,3,0.5,0.98840750564888491]
[473269,0.1,0.75,7.5302092543471907E-2]
[473269,0.2,0.75,0.1457412319481286]
[473269,0.4,0.75,0.2755673445328618]
[473269,0.6,0.75,0.39011690735828669]
[473269,0.8,0.75,0.49366342469790747]
[473269,1,0.75,0.58507711955987818]
[473269,1.25,0.75,0.68184497494842322]
[473269,1.5,0.75,0.76097848511641619]
[473269,2,0.75,0.87169663031732003]
[473269,3,0.75,0.96723646723646717]
[473269,0.1,1,6.0664112388250292E-2]
[473269,0.2,1,0.11887218783770516]
[473269,0.4,1,0.22850967678553891]
[473269,0.6,1,0.32969839866391587]
[473269,0.8,1,0.42209450830140482]
[473269,1,1,0.50731899007761083]
[473269,1.25,1,0.60280970625798214]
[473269,1.5,1,0.68533254740151295]
[473269,2,1,0.80901856763925717]
[473269,3,1,0.93992533647706067]
[473269,0.1,2,3.2960015718636375E-2]
[473269,0.2,2,6.518322035563423E-2]
[473269,0.4,2,0.12928578445819833]
[473269,0.6,2,0.19260241674034773]
[473269,0.8,2,0.25419982316534045]
[473269,1,2,0.31432360742705573]
[473269,1.25,2,0.38731702524805972]
[473269,1.5,2,0.456282542489439]
[473269,2,2,0.58212987523332349]
[473269,3,2,0.78165831614107473]
[473269,0.1,3,2.2399056881815479E-2]
[473269,0.2,3,4.4306906375871945E-2]
[473269,0.4,3,8.8024363886432921E-2]
[473269,0.6,3,0.13179094213576972]
[473269,0.8,3,0.17541015816877892]
[473269,1,3,0.21888201198546031]
[473269,1.25,3,0.27252185872875528]
[473269,1.5,3,0.32537577365163572]
[473269,2,3,0.42720306513409967]
[473269,3,3,0.61464780430297683]
[473269,0.1,5,1.3704686118479217E-2]
[473269,0.2,5,2.6967285587975218E-2]
[473269,0.4,5,5.3394243049415452E-2]
[473269,0.6,5,7.9821200510855686E-2]
[473269,0.8,5,0.10629727871107189]
[473269,1,5,0.13272423617251211]
[473269,1.25,5,0.16588073484625204]
[473269,1.5,5,0.19898811278121631]
[473269,2,5,0.26525198938992045]
[473269,3,5,0.39773062186855296]
[473269,0.1,10,7.2698693388348404E-3]
[473269,0.2,10,1.3753806857255189E-2]
[473269,0.4,10,2.7163768543078927E-2]
[473269,0.6,10,4.0524609490126692E-2]
[473269,0.8,10,5.3836329698398667E-2]
[473269,1,10,6.7197170645446613E-2]
[473269,1.25,10,8.3898221829256409E-2]
[473269,1.5,10,0.1005992730130662]
[473269,2,10,0.13400137538068579]
[473269,3,10,0.20090382159347675]
[474546,0.1,0.5,0.10246389124893794]
[474546,0.2,0.5,0.19596431605777398]
[474546,0.4,0.5,0.36125743415463041]
[474546,0.6,0.5,0.50038232795242144]
[474546,0.8,0.5,0.61452846219201362]
[474546,1,0.5,0.70535259133389971]
[474546,1.25,0.5,0.78946474086661]
[474546,1.5,0.5,0.84864061172472394]
[474546,2,0.5,0.91839422259983006]
[474546,3,0.5,0.97918436703483436]
[474546,0.1,0.75,7.8589634664400929E-2]
[474546,0.2,0.75,0.15246389124893792]
[474546,0.4,0.75,0.2899745114698386]
[474546,0.6,0.75,0.41104502973661849]
[474546,0.8,0.75,0.51809685641461345]
[474546,1,0.75,0.61074766355140186]
[474546,1.25,0.75,0.70569243840271878]
[474546,1.5,0.75,0.77799490229396773]
[474546,2,0.75,0.87217502124044177]
[474546,3,0.75,0.96015293118096856]
[474546,0.1,1,6.3636363636363533E-2]
[474546,0.2,1,0.12429906542056068]
[474546,0.4,1,0.2405692438402719]
[474546,0.6,1,0.34859813084112151]
[474546,0.8,1,0.44655904842820726]
[474546,1,1,0.53445199660152931]
[474546,1.25,1,0.63024638912489372]
[474546,1.5,1,0.71062022090059462]
[474546,2,1,0.82047578589634662]
[474546,3,1,0.9386576040781649]
[474546,0.1,2,3.5514018691588725E-2]
[474546,0.2,2,7.0348343245539458E-2]
[474546,0.4,2,0.1392948173322005]
[474546,0.6,2,0.20705182667799485]
[474546,0.8,2,0.27315208156329651]
[474546,1,2,0.3380203908241291]
[474546,1.25,2,0.41593033135089208]
[474546,1.5,2,0.48950722175021238]
[474546,2,2,0.6197111299915038]
[474546,3,2,0.80666949872557336]
[474546,0.1,3,2.4468988954970287E-2]
[474546,0.2,3,4.8300764655904861E-2]
[474546,0.4,3,9.583687340696688E-2]
[474546,0.6,3,0.14324553950722174]
[474546,0.8,3,0.19031435853865764]
[474546,1,3,0.23678844519966008]
[474546,1.25,3,0.29451996601529312]
[474546,1.5,3,0.35135938827527607]
[474546,2,3,0.46163976210705182]
[474546,3,3,0.66011045029736615]
[474546,0.1,5,1.5123194562446818E-2]
[474546,0.2,5,2.9779099405267653E-2]
[474546,0.4,5,5.9005947323704309E-2]
[474546,0.6,5,8.8232795242140963E-2]
[474546,0.8,5,0.11724723874256576]
[474546,1,5,0.14621920135938829]
[474546,1.25,5,0.18232795242141028]
[474546,1.5,5,0.21839422259983002]
[474546,2,5,0.29014443500424802]
[474546,3,5,0.43194562446898893]
[474546,0.1,10,7.9864061172471891E-3]
[474546,0.2,10,1.5335598980458822E-2]
[474546,0.4,10,3.0203908241291356E-2]
[474546,0.6,10,4.5072217502124041E-2]
[474546,0.8,10,5.9940526762956581E-2]
[474546,1,10,7.4808836023789266E-2]
[474546,1.25,10,9.3415463041631189E-2]
[474546,1.5,10,0.11202209005947326]
[474546,2,10,0.14927782497875955]
[474546,3,10,0.22357689039932024]
[474961,0.1,0.5,9.2892693609396712E-2]
[474961,0.2,0.5,0.1778220187139159]
[474961,0.4,0.5,0.32872785188134568]
[474961,0.6,0.5,0.45562412900656973]
[474961,0.8,0.5,0.56165638064901446]
[474961,1,0.5,0.64913398367509445]
[474961,1.25,0.5,0.73474019510252842]
[474961,1.5,0.5,0.80015926737009746]
[474961,2,0.5,0.89054349990045789]
[474961,3,0.5,0.96754927334262386]
[474961,0.1,0.75,7.1869400756519999E-2]
[474961,0.2,0.75,0.13947839936293052]
[474961,0.4,0.75,0.26398566593669121]
[474961,0.6,0.75,0.37479593868206246]
[474961,0.8,0.75,0.47266573760700775]
[474961,1,0.75,0.55831176587696596]
[474961,1.25,0.75,0.6460680868007167]
[474961,1.5,0.75,0.71781803702966351]
[474961,2,0.75,0.82524387816046185]
[474961,3,0.75,0.93752737407923559]
[474961,0.1,1,5.8371491140752442E-2]
[474961,0.2,1,0.11419470435994421]
[474961,0.4,1,0.2199084212621939]
[474961,0.6,1,0.3170217001791758]
[474961,0.8,1,0.40660959585904832]
[474961,1,1,0.48735815249850684]
[474961,1.25,1,0.57622934501294043]
[474961,1.5,1,0.64865618156480187]
[474961,2,1,0.76384630698785583]
[474961,3,1,0.90332470635078632]
[474961,0.1,2,3.1972924547083309E-2]
[474961,0.2,2,6.3149512243679026E-2]
[474961,0.4,2,0.12514433605415079]
[474961,0.6,2,0.18650209038423243]
[474961,0.8,2,0.24566991837547278]
[474961,1,2,0.30320525582321317]
[474961,1.25,2,0.37276527971331869]
[474961,1.5,2,0.43913995620147317]
[474961,2,2,0.56097949432609995]
[474961,3,2,0.74620744574955211]
[474961,0.1,3,2.1700179175791288E-2]
[474961,0.2,3,4.2882739398765607E-2]
[474961,0.4,3,8.5168226159665517E-2]
[474961,0.6,3,0.12745371292056529]
[474961,0.8,3,0.16969938283894076]
[474961,1,3,0.21166633485964559]
[474961,1.25,3,0.26370694803902045]
[474961,1.5,3,0.31475214015528563]
[474961,2,3,0.41313955803304792]
[474961,3,3,0.59394783993629297]
[474961,0.1,5,1.3298825403145517E-2]
[474961,0.2,5,2.6119848695998361E-2]
[474961,0.4,5,5.1682261596655323E-2]
[474961,0.6,5,7.7244674497312274E-2]
[474961,0.8,5,0.10280708739796923]
[474961,1,5,0.12840931714115064]
[474961,1.25,5,0.16042205853075853]
[474961,1.5,5,0.19243479992036627]
[474961,2,5,0.25650009954210634]
[474961,3,5,0.38415289667529356]
[474961,0.1,10,7.0873979693409231E-3]
[474961,0.2,10,1.3378459088194248E-2]
[474961,0.4,10,2.6318932908620262E-2]
[474961,0.6,10,3.9179773043997543E-2]
[474961,0.8,10,5.204061317937482E-2]
[474961,1,10,6.4941270157276396E-2]
[474961,1.25,10,8.1027274537129212E-2]
[474961,1.5,10,9.7113278916981891E-2]
[474961,2,10,0.12936492136173597]
[474961,3,10,0.19390802309376856]
[475479,0.1,0.5,8.5807255051620901E-2]
[475479,0.2,0.5,0.1637408106696662]
[475479,0.4,0.5,0.30281605270557987]
[475479,0.6,0.5,0.42361306391354997]
[475479,0.8,0.5,0.5251677178323223]
[475479,1,0.5,0.61037239384565944]
[475479,1.25,0.5,0.69935323183224196]
[475479,1.5,0.5,0.76949343188848274]
[475479,2,0.5,0.86462057606556053]
[475479,3,0.5,0.95830153055075729]
[475479,0.1,0.75,6.6323866147109625E-2]
[475479,0.2,0.75,0.12818864741091868]
[475479,0.4,0.75,0.24300004017193585]
[475479,0.6,0.75,0.34608122765436072]
[475479,0.8,0.75,0.43823564857590491]
[475479,1,0.75,0.51886072389828464]
[475479,1.25,0.75,0.6051500421805327]
[475479,1.5,0.75,0.67822279355642157]
[475479,2,0.75,0.787892178524083]
[475479,3,0.75,0.91113967782107419]
[475479,0.1,1,5.3709878279034257E-2]
[475479,0.2,1,0.10460772104607717]
[475479,0.4,1,0.20178363395332019]
[475479,0.6,1,0.29273289679829667]
[475479,0.8,1,0.37588880408146874]
[475479,1,1,0.45165307516169206]
[475479,1.25,1,0.53557224922669022]
[475479,1.5,1,0.6078013899489817]
[475479,2,1,0.72237175109468521]
[475479,3,1,0.86401799702727677]
[475479,0.1,2,2.9526372875908865E-2]
[475479,0.2,2,5.8329650905877224E-2]
[475479,0.4,2,0.11525328405575863]
[475479,0.6,2,0.17161451010324194]
[475479,0.8,2,0.22636885871530155]
[475479,1,2,0.27931547021250952]
[475479,1.25,2,0.34306833246294133]
[475479,1.5,2,0.40384847145783959]
[475479,2,2,0.51653075161692041]
[475479,3,2,0.69332744144940339]
[475479,0.1,3,2.0045796006909665E-2]
[475479,0.2,3,3.9609528783192086E-2]
[475479,0.4,3,7.8616478528100303E-2]
[475479,0.6,3,0.11762342827300851]
[475479,0.8,3,0.15642951833848881]
[475479,1,3,0.19487406098099863]
[475479,1.25,3,0.24243763306953761]
[475479,1.5,3,0.2891575945044792]
[475479,2,3,0.37926324669585831]
[475479,3,3,0.5443699031856345]
[475479,0.1,5,1.2212268509219542E-2]
[475479,0.2,5,2.4022817659582973E-2]
[475479,0.4,5,4.7643915960310125E-2]
[475479,0.6,5,7.1224842325151638E-2]
[475479,0.8,5,9.4845940625878783E-2]
[475479,1,5,0.11842686699072029]
[475479,1.25,5,0.14795323986662917]
[475479,1.5,5,0.17735909693488125]
[475479,2,5,0.23584943558430088]
[475479,3,5,0.35186598642188566]
[475479,0.1,10,6.4676816775800974E-3]
[475479,0.2,10,1.2292612380990678E-2]
[475479,0.4,10,2.4183505403125388E-2]
[475479,0.6,10,3.6074398425260099E-2]
[475479,0.8,10,4.7965291447394809E-2]
[475479,1,10,5.9816012533644027E-2]
[475479,1.25,10,7.4679628811312487E-2]
[475479,1.5,10,8.9503073153095303E-2]
[475479,2,10,0.11927047764431772]
[475479,3,10,0.17876511469087691]
[475948,0.1,0.5,0.10825715421303649]
[475948,0.2,0.5,0.20772058823529416]
[475948,0.4,0.5,0.38175675675675674]
[475948,0.6,0.5,0.52439387917329094]
[475948,0.8,0.5,0.64313394276629576]
[475948,1,0.5,0.73623807631160565]
[475948,1.25,0.5,0.82079689984101756]
[475948,1.5,0.5,0.87817965023847389]
[475948,2,0.5,0.94574721780604143]
[475948,3,0.5,0.98931836248012717]
[475948,0.1,0.75,8.3465818759936389E-2]
[475948,0.2,0.75,0.16350357710651831]
[475948,0.4,0.75,0.30971780604133547]
[475948,0.6,0.75,0.43769872813990462]
[475948,0.8,0.75,0.54804252782193963]
[475948,1,0.75,0.64258744038155813]
[475948,1.25,0.75,0.7393680445151033]
[475948,1.5,0.75,0.81309618441971376]
[475948,2,0.75,0.90411367249602548]
[475948,3,0.75,0.97610294117647045]
[475948,0.1,1,6.7716613672495998E-2]
[475948,0.2,1,0.13369435612082667]
[475948,0.4,1,0.25958863275039745]
[475948,0.6,1,0.37405604133545312]
[475948,0.8,1,0.476550079491256]
[475948,1,1,0.56796502384737679]
[475948,1.25,1,0.66663354531001584]
[475948,1.5,1,0.74736685214626386]
[475948,2,1,0.86103934817170114]
[475948,3,1,0.95876391096979341]
[475948,0.1,2,3.8553259141494427E-2]
[475948,0.2,2,7.6460651828298962E-2]
[475948,0.4,2,0.15148052464228931]
[475948,0.6,2,0.22590421303656599]
[475948,0.8,2,0.29883744038155807]
[475948,1,2,0.36864069952305245]
[475948,1.25,2,0.4517587440381558]
[475948,1.5,2,0.52861685214626397]
[475948,2,2,0.66578895071542132]
[475948,3,2,0.858406200317965]
[475948,0.1,3,2.7076709062003265E-2]
[475948,0.2,3,5.3606915739268714E-2]
[475948,0.4,3,0.10636923688394286]
[475948,0.6,3,0.15898251192368837]
[475948,0.8,3,0.21144674085850557]
[475948,1,3,0.26356319554848967]
[475948,1.25,3,0.32770270270270269]
[475948,1.5,3,0.3900536565977743]
[475948,2,3,0.50904213036565982]
[475948,3,3,0.71626589825119236]
[475948,0.1,5,1.7140302066772597E-2]
[475948,0.2,5,3.3684419713831522E-2]
[475948,0.4,5,6.6772655007949183E-2]
[475948,0.6,5,9.9761526232114428E-2]
[475948,0.8,5,0.13270071542130363]
[475948,1,5,0.16559022257551662]
[475948,1.25,5,0.20667726550079493]
[475948,1.5,5,0.24771462639109701]
[475948,2,5,0.32889507154213043]
[475948,3,5,0.48628775834658189]
[475948,0.1,10,9.2905405405405983E-3]
[475948,0.2,10,1.7736486486486451E-2]
[475948,0.4,10,3.4876788553259229E-2]
[475948,0.6,10,5.2017090620031826E-2]
[475948,0.8,10,6.9157392686804431E-2]
[475948,1,10,8.6297694753577195E-2]
[475948,1.25,10,0.10776033386327506]
[475948,1.5,10,0.12922297297297292]
[475948,2,10,0.17209856915739261]
[475948,3,10,0.25804848966613675]
[476510,0.1,0.5,9.8079260880136299E-2]
[476510,0.2,0.5,0.18789204959883299]
[476510,0.4,0.5,0.34466326282518844]
[476510,0.6,0.5,0.47566253343058601]
[476510,0.8,0.5,0.58152200340384153]
[476510,1,0.5,0.66802820325796253]
[476510,1.25,0.5,0.75312424021395574]
[476510,1.5,0.5,0.81585217602723081]
[476510,2,0.5,0.89744711889132034]
[476510,3,0.5,0.97699975686846585]
[476510,0.1,0.75,7.5370775589594E-2]
[476510,0.2,0.75,0.14680282032579633]
[476510,0.4,0.75,0.27785071723802579]
[476510,0.6,0.75,0.39256017505470459]
[476510,0.8,0.75,0.49253586190128862]
[476510,1,0.75,0.57806953561876984]
[476510,1.25,0.75,0.66870897155361053]
[476510,1.5,0.75,0.74048140043763677]
[476510,2,0.75,0.83919280330658896]
[476510,3,0.75,0.94018964259664473]
[476510,0.1,1,6.0977388767323185E-2]
[476510,0.2,1,0.11966934111354252]
[476510,0.4,1,0.23087770483831757]
[476510,0.6,1,0.33240943350352548]
[476510,0.8,1,0.42407002188183812]
[476510,1,1,0.50551908582543159]
[476510,1.25,1,0.59552637977145639]
[476510,1.5,1,0.67118891320204233]
[476510,2,1,0.78439095550692917]
[476510,3,1,0.90478969122295172]
[476510,0.1,2,3.4087041089229296E-2]
[476510,0.2,2,6.739606126914674E-2]
[476510,0.4,2,0.13338195964016542]
[476510,0.6,2,0.19829807926088028]
[476510,0.8,2,0.26126914660831513]
[476510,1,2,0.32161439338682229]
[476510,1.25,2,0.39372720641867254]
[476510,1.5,2,0.46097738876732314]
[476510,2,2,0.58273766107464142]
[476510,3,2,0.76479455385363482]
[476510,0.1,3,2.3632385120350138E-2]
[476510,0.2,3,4.6438123024556369E-2]
[476510,0.4,3,9.2146851446632608E-2]
[476510,0.6,3,0.13775832725504505]
[476510,0.8,3,0.18307804522246537]
[476510,1,3,0.2282032579625578]
[476510,1.25,3,0.28388037928519333]
[476510,1.5,3,0.33761244833454906]
[476510,2,3,0.43967906637490889]
[476510,3,3,0.61974228057379044]
[476510,0.1,5,1.4733770970094861E-2]
[476510,0.2,5,2.8884026258205745E-2]
[476510,0.4,5,5.7184536834427514E-2]
[476510,0.6,5,8.5436421103817231E-2]
[476510,0.8,5,0.113736931680039]
[476510,1,5,0.14203744225626078]
[476510,1.25,5,0.17724288840262578]
[476510,1.5,5,0.21235108193532704]
[476510,2,5,0.28242159008023349]
[476510,3,5,0.41988815949428648]
[476510,0.1,10,7.8774617067834951E-3]
[476510,0.2,10,1.4976902504254793E-2]
[476510,0.4,10,2.9370289326525783E-2]
[476510,0.6,10,4.3763676148796601E-2]
[476510,0.8,10,5.8157062971067416E-2]
[476510,1,10,7.2550449793338231E-2]
[476510,1.25,10,9.0590809628008723E-2]
[476510,1.5,10,0.10863116946267939]
[476510,2,10,0.14476051543885243]
[476510,3,10,0.21697058108436662]
[476939,0.1,0.5,0.10331118614530001]
[476939,0.2,0.5,0.19709182006317386]
[476939,0.4,0.5,0.36139854046400166]
[476939,0.6,0.5,0.49825727044984208]
[476939,0.8,0.5,0.60843045419888886]
[476939,1,0.5,0.69649275678030709]
[476939,1.25,0.5,0.78161420324583375]
[476939,1.5,0.5,0.84320880078422833]
[476939,2,0.5,0.92037904367715939]
[476939,3,0.5,0.98295392658751779]
[476939,0.1,0.75,7.8912972443088897E-2]
[476939,0.2,0.75,0.15336020041389822]
[476939,0.4,0.75,0.28961986711687171]
[476939,0.6,0.75,0.40861561921359324]
[476939,0.8,0.75,0.51268924953708739]
[476939,1,0.75,0.60124169480448753]
[476939,1.25,0.75,0.69257161529245181]
[476939,1.5,0.75,0.76641977998039423]
[476939,2,0.75,0.86826053806774861]
[476939,3,0.75,0.95969937915259784]
[476939,0.1,1,6.3609628580764591E-2]
[476939,0.2,1,0.12476854373161948]
[476939,0.4,1,0.24027883672802525]
[476939,0.6,1,0.34604073630323495]
[476939,0.8,1,0.4398758305195512]
[476939,1,1,0.52374469012090186]
[476939,1.25,1,0.61393094434157491]
[476939,1.5,1,0.69235377409868193]
[476939,2,1,0.8128199542533493]
[476939,3,1,0.93083542097810701]
[476939,0.1,2,3.518135279381316E-2]
[476939,0.2,2,6.9709182006317275E-2]
[476939,0.4,2,0.1378390153578041]
[476939,0.6,2,0.20509748393421187]
[476939,0.8,2,0.2706132229604617]
[476939,1,2,0.33395055004901419]
[476939,1.25,2,0.40877900010892054]
[476939,1.5,2,0.47761681734015893]
[476939,2,2,0.60015248883563888]
[476939,3,2,0.78580764622590127]
[476939,0.1,3,2.4071451911556293E-2]
[476939,0.2,3,4.7652761137131038E-2]
[476939,0.4,3,9.4597538394510322E-2]
[476939,0.6,3,0.14132447445811999]
[476939,0.8,3,0.18788802962640225]
[476939,1,3,0.23428820389935728]
[476939,1.25,3,0.29163489815924187]
[476939,1.5,3,0.348055767345605]
[476939,2,3,0.45463457139745123]
[476939,3,3,0.63952728460951969]
[476939,0.1,5,1.4867661474784867E-2]
[476939,0.2,5,2.9245180263587793E-2]
[476939,0.4,5,5.8054678139636155E-2]
[476939,0.6,5,8.6864176015684511E-2]
[476939,0.8,5,0.11567367389173287]
[476939,1,5,0.14448317176778122]
[476939,1.25,5,0.18053588933667344]
[476939,1.5,5,0.21653414660712339]
[476939,2,5,0.28831281995425329]
[476939,3,5,0.42833024724975488]
[476939,0.1,10,7.8422829757106172E-3]
[476939,0.2,10,1.5085502668554487E-2]
[476939,0.4,10,2.9680862651127231E-2]
[476939,0.6,10,4.4385143230584782E-2]
[476939,0.8,10,5.9034963511600029E-2]
[476939,1,10,7.3684783792615074E-2]
[476939,1.25,10,9.1983444069273515E-2]
[476939,1.5,10,0.11033656464437425]
[476939,2,10,0.14698834549613324]
[476939,3,10,0.22040082779653627]
[481570,0.1,0.5,0.12210577626127223]
[481570,0.2,0.5,0.22446990007311721]
[481570,0.4,0.5,0.39592980745795758]
[481570,0.6,0.5,0.5331464781866927]
[481570,0.8,0.5,0.63928832561540339]
[481570,1,0.5,0.71776748720448458]
[481570,1.25,0.5,0.78783816719473554]
[481570,1.5,0.5,0.8390202291006581]
[481570,2,0.5,0.90043870338776499]
[481570,3,0.5,0.96197903972702892]
[481570,0.1,0.75,9.8586400194979204E-2]
[481570,0.2,0.75,0.18364611260053618]
[481570,0.4,0.75,0.33280526444065317]
[481570,0.6,0.75,0.45807945405800632]
[481570,0.8,0.75,0.56507433585181577]
[481570,1,0.75,0.6514745308310993]
[481570,1.25,0.75,0.73482817450645865]
[481570,1.5,0.75,0.79636851084572258]
[481570,2,0.75,0.87192298318303674]
[481570,3,0.75,0.94430904216427003]
[481570,0.1,1,8.3231781623202522E-2]
[481570,0.2,1,0.15659273702169135]
[481570,0.4,1,0.28856933950767727]
[481570,0.6,1,0.40263222032659024]
[481570,0.8,1,0.50438703387765049]
[481570,1,1,0.59224957348281737]
[481570,1.25,1,0.67925907872288571]
[481570,1.5,1,0.74872044845235197]
[481570,2,1,0.8429198147696807]
[481570,3,1,0.92932000974896412]
[481570,0.1,2,5.1060199853765489E-2]
[481570,0.2,2,9.8220814038508311E-2]
[481570,0.4,2,0.18827687058250062]
[481570,0.6,2,0.27211796246648789]
[481570,0.8,2,0.34876919327321465]
[481570,1,2,0.42030221788934924]
[481570,1.25,2,0.50341213746039482]
[481570,1.5,2,0.57640750670241281]
[481570,2,2,0.69839142091152817]
[481570,3,2,0.85266877894223747]
[481570,0.1,3,3.6436753594930475E-2]
[481570,0.2,3,7.1045576407506625E-2]
[481570,0.4,3,0.13819156714599068]
[481570,0.6,3,0.20302217889349253]
[481570,0.8,3,0.26590299780648302]
[481570,1,3,0.32598098951986348]
[481570,1.25,3,0.39532049719717277]
[481570,1.5,3,0.45966366073604675]
[481570,2,3,0.57494516207652935]
[481570,3,3,0.75651961979039728]
[481570,0.1,5,2.2666341701194241E-2]
[481570,0.2,5,4.460151108944671E-2]
[481570,0.4,5,8.8106263709480853E-2]
[481570,0.6,5,0.1312454301730441]
[481570,0.8,5,0.17414087253229338]
[481570,1,5,0.21679259078722887]
[481570,1.25,5,0.26870582500609302]
[481570,1.5,5,0.31952230075554472]
[481570,2,5,0.41603704606385572]
[481570,3,5,0.58883743602242256]
[481570,0.1,10,1.1455032902754013E-2]
[481570,0.2,10,2.2788203753351135E-2]
[481570,0.4,10,4.5088959298074487E-2]
[481570,0.6,10,6.7389714842797946E-2]
[481570,0.8,10,8.9690470387521301E-2]
[481570,1,10,0.11199122593224466]
[481570,1.25,10,0.13977577382403111]
[481570,1.5,10,0.16768218376797459]
[481570,2,10,0.22337314160370453]
[481570,3,10,0.33475505727516452]
[485345,0.1,0.5,7.5420875420875319E-2]
[485345,0.2,0.5,0.14891774891774892]
[485345,0.4,0.5,0.27763347763347757]
[485345,0.6,0.5,0.38422318422318424]
[485345,0.8,0.5,0.47436267436267432]
[485345,1,0.5,0.55295815295815287]
[485345,1.25,0.5,0.63520923520923522]
[485345,1.5,0.5,0.70187590187590188]
[485345,2,0.5,0.79855699855699858]
[485345,3,0.5,0.9007215007215007]
[485345,0.1,0.75,5.7912457912457943E-2]
[485345,0.2,0.75,0.11476671476671474]
[485345,0.4,0.75,0.21914381914381903]
[485345,0.6,0.75,0.31120731120731115]
[485345,0.8,0.75,0.39028379028379023]
[485345,1,0.75,0.46070226070226067]
[485345,1.25,0.75,0.53843193843193837]
[485345,1.5,0.75,0.60538720538720536]
[485345,2,0.75,0.71313131313131306]
[485345,3,0.75,0.84405964405964407]
[485345,0.1,1,4.7138047138047159E-2]
[485345,0.2,1,9.3698893698893726E-2]
[485345,0.4,1,0.18085618085618077]
[485345,0.6,1,0.26108706108706103]
[485345,0.8,1,0.33294853294853288]
[485345,1,1,0.39730639730639733]
[485345,1.25,1,0.46984126984126978]
[485345,1.5,1,0.53256373256373257]
[485345,2,1,0.63934583934583933]
[485345,3,1,0.78614718614718626]
[485345,0.1,2,2.7128427128427134E-2]
[485345,0.2,2,5.4064454064454009E-2]
[485345,0.4,2,0.10697450697450699]
[485345,0.6,2,0.15844155844155847]
[485345,0.8,2,0.2076960076960076]
[485345,1,2,0.25473785473785471]
[485345,1.25,2,0.31063011063011059]
[485345,1.5,2,0.36373256373256374]
[485345,2,2,0.4584896584896585]
[485345,3,2,0.60981240981240981]
[485345,0.1,3,1.9240019240019172E-2]
[485345,0.2,3,3.8287638287638259E-2]
[485345,0.4,3,7.6094276094276131E-2]
[485345,0.6,3,0.11351611351611349]
[485345,0.8,3,0.15036075036075025]
[485345,1,3,0.18643578643578634]
[485345,1.25,3,0.23011063011063007]
[485345,1.5,3,0.27301587301587293]
[485345,2,3,0.35411255411255405]
[485345,3,3,0.49668109668109667]
[485345,0.1,5,1.2313612313612325E-2]
[485345,0.2,5,2.4434824434824393E-2]
[485345,0.4,5,4.8484848484848443E-2]
[485345,0.6,5,7.2534872534872494E-2]
[485345,0.8,5,9.6392496392496294E-2]
[485345,1,5,0.12015392015392004]
[485345,1.25,5,0.14959114959114958]
[485345,1.5,5,0.17893217893217889]
[485345,2,5,0.23655603655603652]
[485345,3,5,0.34785954785954787]
[485345,0.1,10,6.7340067340067615E-3]
[485345,0.2,10,1.3083213083213009E-2]
[485345,0.4,10,2.6070226070225976E-2]
[485345,0.6,10,3.8864838864838859E-2]
[485345,0.8,10,5.1659451659451572E-2]
[485345,1,10,6.4454064454064444E-2]
[485345,1.25,10,8.0519480519480505E-2]
[485345,1.5,10,9.6488696488696499E-2]
[485345,2,10,0.12861952861952861]
[485345,3,10,0.19249639249639244]
[485390,0.1,0.5,0.10669242131575958]
[485390,0.2,0.5,0.19600045449380757]
[485390,0.4,0.5,0.34677877513918876]
[485390,0.6,0.5,0.47505965231223723]
[485390,0.8,0.5,0.58527440063629133]
[485390,1,0.5,0.67674127940006812]
[485390,1.25,0.5,0.7622997386660606]
[485390,1.5,0.5,0.82615611862288374]
[485390,2,0.5,0.90955573230314746]
[485390,3,0.5,0.97363935916373145]
[485390,0.1,0.75,8.6353823429155749E-2]
[485390,0.2,0.75,0.15998182024769916]
[485390,0.4,0.75,0.28939893193955241]
[485390,0.6,0.75,0.40086353823429161]
[485390,0.8,0.75,0.50119304624474492]
[485390,1,0.75,0.58834223383706397]
[485390,1.25,0.75,0.6823088285422112]
[485390,1.5,0.75,0.75820929439836382]
[485390,2,0.75,0.85876604931257805]
[485390,3,0.75,0.95875468696739008]
[485390,0.1,1,7.2946256107260479E-2]
[485390,0.2,1,0.13646176570844229]
[485390,0.4,1,0.24940347687762757]
[485390,0.6,1,0.34905124417679811]
[485390,0.8,1,0.44006362913305308]
[485390,1,1,0.5207362799681855]
[485390,1.25,1,0.60833996136802637]
[485390,1.5,1,0.68571753209862518]
[485390,2,1,0.80593114418816036]
[485390,3,1,0.937166231110101]
[485390,0.1,2,4.6131121463470127E-2]
[485390,0.2,2,8.760368139984101E-2]
[485390,0.4,2,0.16520849903420062]
[485390,0.6,2,0.23542779229632996]
[485390,0.8,2,0.30121577093512097]
[485390,1,2,0.36234518804681287]
[485390,1.25,2,0.43347346892398597]
[485390,1.5,2,0.49721622542892857]
[485390,2,2,0.60993068969435293]
[485390,3,2,0.79025110782865582]
[485390,0.1,3,3.3632541756618492E-2]
[485390,0.2,3,6.5106237927508276E-2]
[485390,0.4,3,0.12464492671287358]
[485390,0.6,3,0.18122940574934662]
[485390,0.8,3,0.23429155777752531]
[485390,1,3,0.28451312350869223]
[485390,1.25,3,0.3431428246790138]
[485390,1.5,3,0.3991591864560845]
[485390,2,3,0.49926144756277696]
[485390,3,3,0.66242472446312917]
[485390,0.1,5,2.1361208953528076E-2]
[485390,0.2,5,4.2267924099534129E-2]
[485390,0.4,5,8.3172366776502596E-2]
[485390,0.6,5,0.12259970457902508]
[485390,0.8,5,0.16123167821838433]
[485390,1,5,0.19895466424269972]
[485390,1.25,5,0.24485853880240885]
[485390,1.5,5,0.28928530848767187]
[485390,2,5,0.37234405181229407]
[485390,3,5,0.52096352687194636]
[485390,0.1,10,1.1021474832405355E-2]
[485390,0.2,10,2.1702079309169495E-2]
[485390,0.4,10,4.3176911714577978E-2]
[485390,0.6,10,6.4765367571866864E-2]
[485390,0.8,10,8.6126576525394946E-2]
[485390,1,10,0.10748778547892282]
[485390,1.25,10,0.13407567321895236]
[485390,1.5,10,0.16077718441086239]
[485390,2,10,0.21372571298716056]
[485390,3,10,0.31837291216907176]
[486440,0.1,0.5,6.9849745436483396E-2]
[486440,0.2,0.5,0.13473239786415009]
[486440,0.4,0.5,0.24444306469638649]
[486440,0.6,0.5,0.33608593070905263]
[486440,0.8,0.5,0.41413137961008328]
[486440,1,0.5,0.48124922389171743]
[486440,1.25,0.5,0.54954675276294562]
[486440,1.5,0.5,0.60238420464423204]
[486440,2,0.5,0.68396870731404447]
[486440,3,0.5,0.79100956165404201]
[486440,0.1,0.75,5.4079225133490755E-2]
[486440,0.2,0.75,0.10579908108779351]
[486440,0.4,0.75,0.19582764187259416]
[486440,0.6,0.75,0.27300384949708195]
[486440,0.8,0.75,0.34105302371786922]
[486440,1,0.75,0.40121693778716011]
[486440,1.25,0.75,0.46597541288960637]
[486440,1.5,0.75,0.52173103191357262]
[486440,2,0.75,0.60666832236433621]
[486440,3,0.75,0.7166894325096238]
[486440,0.1,1,4.4331305103688198E-2]
[486440,0.2,1,8.717248230473125E-2]
[486440,0.4,1,0.16428660126660874]
[486440,0.6,1,0.23159071153607363]
[486440,0.8,1,0.29200298025580534]
[486440,1,1,0.34732397864150011]
[486440,1.25,1,0.40848131131255444]
[486440,1.5,1,0.46119458586862039]
[486440,2,1,0.54892586613684347]
[486440,3,1,0.66565255184403338]
[486440,0.1,2,2.5394263007574969E-2]
[486440,0.2,2,5.0540171364708911E-2]
[486440,0.4,2,9.9279771513721707E-2]
[486440,0.6,2,0.14454240655656284]
[486440,0.8,2,0.18688687445672428]
[486440,1,2,0.22693406184030801]
[486440,1.25,2,0.27374891344840446]
[486440,1.5,2,0.31727306593815974]
[486440,2,2,0.39507016018874958]
[486440,3,2,0.51993046069787663]
[486440,0.1,3,1.7757357506519394E-2]
[486440,0.2,3,3.5328449025208049E-2]
[486440,0.4,3,7.00981000869242E-2]
[486440,0.6,3,0.10406059853470767]
[486440,0.8,3,0.13671923506767675]
[486440,1,3,0.16813609834844168]
[486440,1.25,3,0.20601018254066814]
[486440,1.5,3,0.2420836955171986]
[486440,2,3,0.30864274183534096]
[486440,3,3,0.42369303365205518]
[486440,0.1,5,1.0989693282006789E-2]
[486440,0.2,5,2.179312057618284E-2]
[486440,0.4,5,4.3462063827145223E-2]
[486440,0.6,5,6.5068918415497431E-2]
[486440,0.8,5,8.6675773003849543E-2]
[486440,1,5,0.1079100956165405]
[486440,1.25,5,0.13429777722587866]
[486440,1.5,5,0.1602508381969453]
[486440,2,5,0.21060474357382347]
[486440,3,5,0.30634546131876322]
[486440,0.1,10,5.6500682975289375E-3]
[486440,0.2,10,1.1051781944616963E-2]
[486440,0.4,10,2.1979386564013471E-2]
[486440,0.6,10,3.2906991183409978E-2]
[486440,0.8,10,4.3834595802806485E-2]
[486440,1,10,5.4824289084813162E-2]
[486440,1.25,10,6.8483794859058825E-2]
[486440,1.5,10,8.2205389295914658E-2]
[486440,2,10,0.10958648950701615]
[486440,3,10,0.16434868992921903]
[486660,0.1,0.5,0.12843128431284326]
[486660,0.2,0.5,0.24345243452434523]
[486660,0.4,0.5,0.43317433174331749]
[486660,0.6,0.5,0.57789577895778954]
[486660,0.8,0.5,0.69039690396903974]
[486660,1,0.5,0.7740977409774098]
[486660,1.25,0.5,0.84771847718477189]
[486660,1.5,0.5,0.89946899468994679]
[486660,2,0.5,0.95742957429574294]
[486660,3,0.5,0.99045990459904598]
[486660,0.1,0.75,0.1012510125101251]
[486660,0.2,0.75,0.19593195931959331]
[486660,0.4,0.75,0.3621636216362164]
[486660,0.6,0.75,0.49932499324993257]
[486660,0.8,0.75,0.61047610476104763]
[486660,1,0.75,0.70002700027000275]
[486660,1.25,0.75,0.7859778597785978]
[486660,1.5,0.75,0.8486184861848618]
[486660,2,0.75,0.92601926019260206]
[486660,3,0.75,0.98532985329853295]
[486660,0.1,1,8.406084060840617E-2]
[486660,0.2,1,0.16443164431644314]
[486660,0.4,1,0.30960309603096031]
[486660,0.6,1,0.43614436144361451]
[486660,0.8,1,0.54477544775447762]
[486660,1,1,0.63621636216362165]
[486660,1.25,1,0.72945729457294572]
[486660,1.5,1,0.80181801818018184]
[486660,2,1,0.89667896678966796]
[486660,3,1,0.97713977139771402]
[486660,0.1,2,4.9410494104941159E-2]
[486660,0.2,2,9.8100981009810073E-2]
[486660,0.4,2,0.19224192241922428]
[486660,0.6,2,0.28305283052830532]
[486660,0.8,2,0.36828368283682839]
[486660,1,2,0.44532445324453246]
[486660,1.25,2,0.5328953289532895]
[486660,1.5,2,0.61299612996129971]
[486660,2,2,0.75078750787507875]
[486660,3,2,0.91557915579155791]
[486660,0.1,3,3.4830348303483076E-2]
[486660,0.2,3,6.9030690306903175E-2]
[486660,0.4,3,0.13680136801368026]
[486660,0.6,3,0.20331203312033122]
[486660,0.8,3,0.26892268922689239]
[486660,1,3,0.3330033300333004]
[486660,1.25,3,0.40869408694086939]
[486660,1.5,3,0.47871478714787152]
[486660,2,3,0.60840608406084062]
[486660,3,3,0.81108811088110877]
[486660,0.1,5,2.169021690216915E-2]
[486660,0.2,5,4.2750427504275171E-2]
[486660,0.4,5,8.4870848708487212E-2]
[486660,0.6,5,0.12699126991269924]
[486660,0.8,5,0.16893168931689323]
[486660,1,5,0.21069210692106929]
[486660,1.25,5,0.26262262622626237]
[486660,1.5,5,0.31428314283142839]
[486660,2,5,0.41553415534155347]
[486660,3,5,0.60255602556025556]
[486660,0.1,10,1.1610116101161132E-2]
[486660,0.2,10,2.205022050220511E-2]
[486660,0.4,10,4.3560435604356039E-2]
[486660,0.6,10,6.4980649806498175E-2]
[486660,0.8,10,8.6490864908649115E-2]
[486660,1,10,0.10800108001080019]
[486660,1.25,10,0.13491134911349117]
[486660,1.5,10,0.16173161731617319]
[486660,2,10,0.21555215552155532]
[486660,3,10,0.32292322923229239]
[487105,0.1,0.5,0.16213629402756516]
[487105,0.2,0.5,0.30608728943338442]
[487105,0.4,0.5,0.5290964777947933]
[487105,0.6,0.5,0.68663859111791736]
[487105,0.8,0.5,0.79058192955589579]
[487105,1,0.5,0.85758039816232778]
[487105,1.25,0.5,0.90428790199081166]
[487105,1.5,0.5,0.93319295558958648]
[487105,2,0.5,0.96477794793261862]
[487105,3,0.5,0.98564318529862172]
[487105,0.1,0.75,0.13150842266462487]
[487105,0.2,0.75,0.25133996937212866]
[487105,0.4,0.75,0.4498468606431853]
[487105,0.6,0.75,0.60624042879019913]
[487105,0.8,0.75,0.72722052067381326]
[487105,1,0.75,0.81221286370597245]
[487105,1.25,0.75,0.87595712098009193]
[487105,1.5,0.75,0.91462480857580408]
[487105,2,0.75,0.95271822358346092]
[487105,3,0.75,0.98181470137825422]
[487105,0.1,1,0.11102603369065851]
[487105,0.2,1,0.21458652373660039]
[487105,0.4,1,0.39146248085758045]
[487105,0.6,1,0.53713629402756502]
[487105,0.8,1,0.6611791730474732]
[487105,1,1,0.75727411944869838]
[487105,1.25,1,0.84552067381316987]
[487105,1.5,1,0.89433384379785608]
[487105,2,1,0.94391271056661563]
[487105,3,1,0.97664624808575806]
[487105,0.1,2,7.0252679938744247E-2]
[487105,0.2,2,0.13820826952526807]
[487105,0.4,2,0.2639739663093415]
[487105,0.6,2,0.37557427258805515]
[487105,0.8,2,0.47568912710566619]
[487105,1,2,0.56776416539050534]
[487105,1.25,2,0.66634762633996936]
[487105,1.5,2,0.75401990811638586]
[487105,2,2,0.87863705972434913]
[487105,3,2,0.96056661562021428]
[487105,0.1,3,5.149310872894336E-2]
[487105,0.2,3,0.10202909647779486]
[487105,0.4,3,0.20003828483920366]
[487105,0.6,3,0.29115620214395105]
[487105,0.8,3,0.37672281776416544]
[487105,1,3,0.45482388973966315]
[487105,1.25,3,0.54402756508422667]
[487105,1.5,3,0.62729709035222048]
[487105,2,3,0.76646248085758051]
[487105,3,3,0.9264931087289433]
[487105,0.1,5,3.3690658499234333E-2]
[487105,0.2,5,6.6998468606431952E-2]
[487105,0.4,5,0.13303981623277186]
[487105,0.6,5,0.19831546707503836]
[487105,0.8,5,0.26225114854517612]
[487105,1,5,0.32369831546707506]
[487105,1.25,5,0.39682235834609503]
[487105,1.5,5,0.46745788667687599]
[487105,2,5,0.59647779479326191]
[487105,3,5,0.80072741194486974]
[487105,0.1,10,1.8568147013782621E-2]
[487105,0.2,10,3.6370597243491648E-2]
[487105,0.4,10,7.2358346094946416E-2]
[487105,0.6,10,0.10834609494640118]
[487105,0.8,10,0.14414241960183768]
[487105,1,10,0.17993874425727419]
[487105,1.25,10,0.22454058192955589]
[487105,1.5,10,0.26914241960183771]
[487105,2,10,0.35796324655436446]
[487105,3,10,0.53158499234303214]
[487270,0.1,0.5,0.16513520609083748]
[487270,0.2,0.5,0.29929115253347338]
[487270,0.4,0.5,0.49606195851929641]
[487270,0.6,0.5,0.63100551325807297]
[487270,0.8,0.5,0.72118666316618529]
[487270,1,0.5,0.78524547125229716]
[487270,1.25,0.5,0.84064058808086106]
[487270,1.5,0.5,0.88356524022053029]
[487270,2,0.5,0.94197952218430037]
[487270,3,0.5,0.98254134943554738]
[487270,0.1,0.75,0.13520609083749019]
[487270,0.2,0.75,0.25124704646888951]
[487270,0.4,0.75,0.43843528485166716]
[487270,0.6,0.75,0.57351010763980037]
[487270,0.8,0.75,0.67196114465739032]
[487270,1,0.75,0.74245208716198485]
[487270,1.25,0.75,0.80611709110002627]
[487270,1.5,0.75,0.85337358886846937]
[487270,2,0.75,0.91848254134943552]
[487270,3,0.75,0.97256497768443162]
[487270,0.1,1,0.11433447098976114]
[487270,0.2,1,0.21554213704384356]
[487270,0.4,1,0.39078498293515362]
[487270,0.6,1,0.52612234182200057]
[487270,0.8,1,0.62798634812286691]
[487270,1,1,0.70648464163822522]
[487270,1.25,1,0.77671304804410601]
[487270,1.5,1,0.8283013914413232]
[487270,2,1,0.90049881858755576]
[487270,3,1,0.96429509057495399]
[487270,0.1,2,7.0622210553951195E-2]
[487270,0.2,2,0.13730637962719877]
[487270,0.4,2,0.26214229456550275]
[487270,0.6,2,0.37424520871619849]
[487270,0.8,2,0.47519033867156735]
[487270,1,2,0.56274612759254405]
[487270,1.25,2,0.65542137043843529]
[487270,1.5,2,0.72932528222630622]
[487270,2,2,0.82882646363875034]
[487270,3,2,0.92543974796534534]
[487270,0.1,3,5.0406930953006079E-2]
[487270,0.2,3,9.9238645313730667E-2]
[487270,0.4,3,0.19335783670254669]
[487270,0.6,3,0.28235757416644797]
[487270,0.8,3,0.3658440535573641]
[487270,1,3,0.44394854292465219]
[487270,1.25,3,0.53242320819112643]
[487270,1.5,3,0.61184037805198221]
[487270,2,3,0.74507744814912047]
[487270,3,3,0.87883959044368598]
[487270,0.1,5,3.137306379627209E-2]
[487270,0.2,5,6.2089787345760136E-2]
[487270,0.4,5,0.12312943029666587]
[487270,0.6,5,0.18338146495143084]
[487270,0.8,5,0.24297715935941192]
[487270,1,5,0.30086636912575487]
[487270,1.25,5,0.37017589918613814]
[487270,1.5,5,0.43699133630874254]
[487270,2,5,0.56025203465476514]
[487270,3,5,0.76463638750328167]
[487270,0.1,10,1.6408506169598318E-2]
[487270,0.2,10,3.1766867944342345E-2]
[487270,0.4,10,6.3008663691257599E-2]
[487270,0.6,10,9.4250459438172743E-2]
[487270,0.8,10,0.125492255185088]
[487270,1,10,0.15673405093200313]
[487270,1.25,10,0.19572066159096882]
[487270,1.5,10,0.2347072722499344]
[487270,2,10,0.31281176161722235]
[487270,3,10,0.46744552375951692]
[487845,0.1,0.5,0.13275820752456263]
[487845,0.2,0.5,0.26048406422238202]
[487845,0.4,0.5,0.46081955427749821]
[487845,0.6,0.5,0.60627845674574654]
[487845,0.8,0.5,0.71219745986101124]
[487845,1,0.5,0.79103762281332379]
[487845,1.25,0.5,0.86508507069254736]
[487845,1.5,0.5,0.91085549964054635]
[487845,2,0.5,0.95902228612508977]
[487845,3,0.5,0.99209202012940323]
[487845,0.1,0.75,0.10783608914450041]
[487845,0.2,0.75,0.21255691349149294]
[487845,0.4,0.75,0.38629283489096577]
[487845,0.6,0.75,0.52552120776419842]
[487845,0.8,0.75,0.63359693266235328]
[487845,1,0.75,0.71914689671699028]
[487845,1.25,0.75,0.80301941049604597]
[487845,1.5,0.75,0.86412652767792952]
[487845,2,0.75,0.93577761802060877]
[487845,3,0.75,0.98490294751977003]
[487845,0.1,1,9.1780493649652531E-2]
[487845,0.2,1,0.18092499400910614]
[487845,0.4,1,0.33453151210160553]
[487845,0.6,1,0.46297627606038821]
[487845,0.8,1,0.57057272945123416]
[487845,1,1,0.6568416007668344]
[487845,1.25,1,0.74646537263359702]
[487845,1.5,1,0.81667864845434934]
[487845,2,1,0.90845914210400192]
[487845,3,1,0.97627606038820991]
[487845,0.1,2,5.8231488138030169E-2]
[487845,0.2,2,0.11574406901509707]
[487845,0.4,2,0.22214234363767074]
[487845,0.6,2,0.31919482386772102]
[487845,0.8,2,0.40666187395159359]
[487845,1,2,0.48454349388928836]
[487845,1.25,2,0.57153127246585189]
[487845,1.5,2,0.64893362089623774]
[487845,2,2,0.76994967649173263]
[487845,3,2,0.9161274862209442]
[487845,0.1,3,4.3134435657800181E-2]
[487845,0.2,3,8.5789599808291414E-2]
[487845,0.4,3,0.1689432063263839]
[487845,0.6,3,0.24706446201773308]
[487845,0.8,3,0.31967409537502994]
[487845,1,3,0.38605319913731134]
[487845,1.25,3,0.46369518332135157]
[487845,1.5,3,0.53630481667864849]
[487845,2,3,0.66211358734723214]
[487845,3,3,0.83297387970285164]
[487845,0.1,5,2.8277018931224616E-2]
[487845,0.2,5,5.6074766355140186E-2]
[487845,0.4,5,0.11095135394200817]
[487845,0.6,5,0.16582794152887614]
[487845,0.8,5,0.21998562185478077]
[487845,1,5,0.27246585190510425]
[487845,1.25,5,0.33501078360891445]
[487845,1.5,5,0.39468008626887136]
[487845,2,5,0.5065899832254972]
[487845,3,5,0.69086987778576558]
[487845,0.1,10,1.5097052480229984E-2]
[487845,0.2,10,2.9954469206805653E-2]
[487845,0.4,10,5.942966690630247E-2]
[487845,0.6,10,8.866522885214477E-2]
[487845,0.8,10,0.11814042655164148]
[487845,1,10,0.14737598849748387]
[487845,1.25,10,0.18404025880661401]
[487845,1.5,10,0.22070452911574412]
[487845,2,10,0.29403306973400428]
[487845,3,10,0.4404505152168704]
[488155,0.1,0.5,0.11916283571255751]
[488155,0.2,0.5,0.22054197919187035]
[488155,0.4,0.5,0.38918461166223078]
[488155,0.6,0.5,0.52721993709170101]
[488155,0.8,0.5,0.63936607790950883]
[488155,1,0.5,0.72731671909024931]
[488155,1.25,0.5,0.80946044035809339]
[488155,1.5,0.5,0.86777159448342611]
[488155,2,0.5,0.93249455601258169]
[488155,3,0.5,0.98112751028308731]
[488155,0.1,0.75,9.3636583595451253E-2]
[488155,0.2,0.75,0.17626421485603677]
[488155,0.4,0.75,0.32276796515848055]
[488155,0.6,0.75,0.44689087829663682]
[488155,0.8,0.75,0.55552867166706998]
[488155,1,0.75,0.64614081780788779]
[488155,1.25,0.75,0.73977740140333903]
[488155,1.5,0.75,0.81091217033631746]
[488155,2,0.75,0.90031454149528189]
[488155,3,0.75,0.97036051294459236]
[488155,0.1,1,7.7183643842245325E-2]
[488155,0.2,1,0.14662472780062905]
[488155,0.4,1,0.27461892088071616]
[488155,0.6,1,0.38640212920396805]
[488155,0.8,1,0.48753931768691028]
[488155,1,1,0.5773046213404307]
[488155,1.25,1,0.67082022743769654]
[488155,1.5,1,0.75042342124364858]
[488155,2,1,0.86414226953786588]
[488155,3,1,0.95959351560609729]
[488155,0.1,2,4.6092426808613626E-2]
[488155,0.2,2,8.9281393660779154E-2]
[488155,0.4,2,0.17118315993225261]
[488155,0.6,2,0.24751996128720061]
[488155,0.8,2,0.3199854827002177]
[488155,1,2,0.38894265666586014]
[488155,1.25,2,0.47048149044277765]
[488155,1.5,2,0.54621340430679899]
[488155,2,2,0.67759496733607549]
[488155,3,2,0.86498911202516338]
[488155,0.1,3,3.2663924510041083E-2]
[488155,0.2,3,6.3997096540043541E-2]
[488155,0.4,3,0.12424389063634166]
[488155,0.6,3,0.18315993225260105]
[488155,0.8,3,0.23917251391241232]
[488155,1,3,0.29300750060488745]
[488155,1.25,3,0.3590612146140818]
[488155,1.5,3,0.42209049116864261]
[488155,2,3,0.53774497943382538]
[488155,3,3,0.73457536898136944]
[488155,0.1,5,2.0324219695136616E-2]
[488155,0.2,5,4.0406484393902688E-2]
[488155,0.4,5,7.9845148802322782E-2]
[488155,0.6,5,0.1186789257198161]
[488155,0.8,5,0.15727074764093876]
[488155,1,5,0.19562061456569077]
[488155,1.25,5,0.24268086135978711]
[488155,1.5,5,0.28865231067021535]
[488155,2,5,0.37805468182917978]
[488155,3,5,0.54330994435035074]
[488155,0.1,10,1.076699733849509E-2]
[488155,0.2,10,2.0808129687878128E-2]
[488155,0.4,10,4.1495281877570768E-2]
[488155,0.6,10,6.206145656907814E-2]
[488155,0.8,10,8.2627631260585505E-2]
[488155,1,10,0.10319380595209288]
[488155,1.25,10,0.12884103556738452]
[488155,1.5,10,0.15448826518267603]
[488155,2,10,0.20578272441325909]
[488155,3,10,0.30800871037986938]
[488852,0.1,0.5,0.13970677329455961]
[488852,0.2,0.5,0.25748212771113532]
[488852,0.4,0.5,0.45304737671149881]
[488852,0.6,0.5,0.60959651035986917]
[488852,0.8,0.5,0.72470616745425909]
[488852,1,0.5,0.81025081788440567]
[488852,1.25,0.5,0.88585968738640497]
[488852,1.5,0.5,0.93469041560644617]
[488852,2,0.5,0.97758390888161872]
[488852,3,0.5,0.99781897491821148]
[488852,0.1,0.75,0.11195928753180666]
[488852,0.2,0.75,0.20998424815218714]
[488852,0.4,0.75,0.37477280988731371]
[488852,0.6,0.75,0.5199321458863444]
[488852,0.8,0.75,0.64025202956500671]
[488852,1,0.75,0.73658063734399615]
[488852,1.25,0.75,0.8292742033200049]
[488852,1.5,0.75,0.89397794741306191]
[488852,2,0.75,0.96243790136919916]
[488852,3,0.75,0.9958802859566217]
[488852,0.1,1,9.4389918817399721E-2]
[488852,0.2,1,0.17860172058645343]
[488852,0.4,1,0.32376105658548404]
[488852,0.6,1,0.45232036835090278]
[488852,0.8,1,0.56718768932509389]
[488852,1,1,0.66581849024597117]
[488852,1.25,1,0.76711498848903437]
[488852,1.5,1,0.84672240397431242]
[488852,2,1,0.94038531443111595]
[488852,3,1,0.99333575669453533]
[488852,0.1,2,5.8524173027989887E-2]
[488852,0.2,2,0.11365564037319759]
[488852,0.4,2,0.21313461771477044]
[488852,0.6,2,0.30546467951048101]
[488852,0.8,2,0.39113049800072697]
[488852,1,2,0.47037440930570695]
[488852,1.25,2,0.56270447110141764]
[488852,1.5,2,0.64667393675027263]
[488852,2,2,0.79062159214830974]
[488852,3,2,0.9611050527081062]
[488852,0.1,3,4.2287652974675898E-2]
[488852,0.2,3,8.3484793408457533E-2]
[488852,0.4,3,0.15969950321095366]
[488852,0.6,3,0.23130982672967404]
[488852,0.8,3,0.29928510844541373]
[488852,1,3,0.3644735247788683]
[488852,1.25,3,0.44129407488186118]
[488852,1.5,3,0.51157154973948871]
[488852,2,3,0.6423118865866958]
[488852,3,3,0.85047861383739243]
[488852,0.1,5,2.7262813522355465E-2]
[488852,0.2,5,5.3798618684114861E-2]
[488852,0.4,5,0.1059008845268388]
[488852,0.6,5,0.15630679752817159]
[488852,0.8,5,0.20525869380831213]
[488852,1,5,0.25299890948745912]
[488852,1.25,5,0.3106749060947534]
[488852,1.5,5,0.36653338180055739]
[488852,2,5,0.47219193020719741]
[488852,3,5,0.65370168423603536]
[488852,0.1,10,1.4418999151823552E-2]
[488852,0.2,10,2.8353326063249727E-2]
[488852,0.4,10,5.5979643765903274E-2]
[488852,0.6,10,8.3605961468556936E-2]
[488852,0.8,10,0.11123227917121048]
[488852,1,10,0.13885859687386404]
[488852,1.25,10,0.17327032594208164]
[488852,1.5,10,0.20768205501029932]
[488852,2,10,0.27614200896643643]
[488852,3,10,0.41112322791712103]

{"sheet":"Pollutant Concentrations","index":12,"n_rows":26,"n_cols":12,"rows_kept":26,"cut":false,"hidden":true,"merged":[[13,11,14,11],[13,10,14,10],[13,1,13,6],[13,9,14,9],[13,8,14,8],[13,7,14,7],[19,1,19,6],[7,0,8,0],[0,3,0,7],[0,0,1,0],[0,1,1,1],[0,2,1,2],[2,0,3,0],[4,0,6,0]]}
["U.S. EPA Pollutant Group","Pollutant of Concern","Highway Runoff Mean Concentration","Treatment BMPs Mean Effluent Concentrations"]
[null,null,null,"Swales","Dry Detention Basin","Bioretention","Sand Filter","PFC Overlay"]
["Pathogens (colonies/100mL)","Escherichia Coli (E. coli)",8740,9000,2540,1540,"--","--"]
[null,"Fecal Coliform",5970,36000,10000,"--",5900,"--"]
["Metals (µg/L)","Total Copper",47,10.1,10.6,9.7200000000000006,11,13.1]
[null,"Total Lead",44,6.63,10.8,4.68,4.47,1.2]
[null,"Total Zinc",245,36.200000000000003,60.6,27.7,40.700000000000003,26.1]
["Nutrients (mg/L)","Total Nitrogen",3.31,1.05,2.44,1.74,1.52,1.35]
[null,"Total Phosphorus",0.44,0.27700000000000002,0.373,0.47,0.14299999999999999,6.6000000000000003E-2]
["Sediment (mg/L)","Total Suspended Solids",151,27,42.3,17.7,22.4,11.5]
[]
[]
[]
[null,"Parameter",null,null,null,null,null,"Bootstrapped Means","Influent Concentration","Calculated Effluent Concentration","Actual Effluent Concentration","Bias Correction Factor"]
["Pollutant","A","B","C","D","E","DL"]
["Total Suspended Solids (mg/L)",0,0,0,2.4925470000000001,0.37117099999999997,0,138.84,{"$f":"'Project Options'!C18","v":138.84},{"$f":"B16+C16*I16+D16*LN(I16)+E16*(I16^F16)+L16","v":16.907380343635399},{"$f":"MIN(I16,MAX(J16,G16))","v":16.907380343635399},1.351928]
["Total Zinc (ug/L)",0,0,0,1.1082110000000001,0.676458,0.01,189.93,{"$f":"'Project Options'!C19","v":189.93},{"$f":"B17+C17*I17+D17*LN(I17)+E17*(I17^F17)+L17","v":39.805023006439278},{"$f":"MIN(I17,MAX(J17,G17))","v":39.805023006439278},1.2576039999999999]
["Total Lead (ug/L)",0,1,0,0,0,1,44.08,{"$f":"'Project Options'!C20","v":44.08},44.08,44.08]
["Total Copper (ug/L)",0,0,0,2.7686389999999999,0.44250699999999998,0.5,41.76,{"$f":"'Project Options'!C21","v":41.76},15.698659097513076,15.698659097513076,1.26208333449579]
["Total Nitrogen (mg/L)","TN = TKN + NO3",null,null,null,null,null,{"$f":"H22+H23","v":3.38},{"$f":"'Project Options'!C22","v":3.38},{"$f":"J22+J23","v":3.0250596258506084},{"$f":"MIN(I20,MAX(J20,G20))","v":3.0250596258506084}]
["Total Phosphorus (mg/L)",0,1,0,0,0,0.01,0.44201949947000002,{"$f":"'Project Options'!C23","v":0.44201949947000002},{"$f":"B21+C21*I21+D21*LN(I21)+E21*(I21^F21)+L21","v":0.44201949947000002},{"$f":"MAX(K24,MIN(I21,MAX(J21,G21)))","v":0.44201949947000002}]
["Nitrate [NO3] (mg/L)",0,1,0,0,0,0,1.06,{"$f":"'Project Options'!C24","v":1.06},{"$f":"B22+C22*I22+D22*LN(I22)+E22*(I22^F22)+L22","v":1.06},1.06]
["Total Kjeldahl Nitrogen [TKN] (mg/L)",0.82842400000000005,0,0.50267799999999996,0,0,3.6999999999999998E-2,2.3199999999999998,{"$f":"'Project Options'!C25","v":2.3199999999999998},1.9650596258506083,1.9650596258506083,0.71359831608825297]
["Dissolved Phosphorus (mg/L)",-0.82484999999999997,0,0,0,0,0.03,0.25,{"$f":"'Project Options'!C26","v":0.25},{"$f":"B24+C24*I24+D24*LN(I24)+E24*(I24^F24)+L24","v":-0.82484999999999997},{"$f":"IF(I21=J21,I24,MIN(I24,MAX(J24,G24)))","v":0.25}]
["Fecal Coliform (col/100mL)",0,0,0,1.4971999999999999E-2,1.0589409999999999,100,8699.89,{"$f":"'Project Options'!C27","v":8699.89},229.61935638949581,229.61935638949581,7.2922269999999996]
["Escherichia Coli [E. Coli] (col/100mL)",0,0,0,2.4019740000000001,0.514733,1,6025.22,{"$f":"'Project Options'!C28","v":6025.22},236.43933070050844,236.43933070050844,24.4836320720751]

{"sheet":"Whole Life Costs","index":13,"n_rows":62,"n_cols":12,"rows_kept":62,"cut":false,"hidden":true,"merged":[[7,9,8,10],[0,0,0,9],[7,0,9,0],[7,1,9,1],[7,2,9,2],[7,3,9,3],[7,4,9,4],[7,5,9,5],[7,6,9,6],[7,7,9,7],[7,8,9,8]]}
["Bioretention"]
[null,null,null,null,null,null,null,null,"50-year Total","Per Year",null,"Design Life Maintenance NPV"]
[null,null,null,null,null,null,null,"Capital",{"$f":"I12","v":107343.75759638555},{"$f":"I3/50","v":2146.8751519277112},null,{"$f":"VLOOKUP('Project Options'!B35,'Whole Life Costs'!A12:K62,11,FALSE)-'Whole Life Costs'!I12","v":46680}]
[null,null,null,null,null,null,null,"O&M",{"$f":"I11-I12","v":128600},{"$f":"I4/50","v":2572}]
[]
["Whole Life Costs"]
[]
["Year","Discount Factor","Cost Escalation","Capital & Assoc. Costs","Regular Maint. Costs","Base Corrective Maint.","Escalated Maint. Cost","Total\nCosts","Present Value of Costs","Cumulative Costs"]
[]
[null,null,null,null,null,null,null,null,null,"Cash","Present Value"]
["Cash Sum ($)",null,null,null,null,null,null,{"$f":"SUM(H12:H62)","v":706637.58619848511},{"$f":"SUM(I12:I62)","v":235943.75759638555}]
[0,{"$f":"1/((1+Discount/100)^A12)","v":1},null,{"$f":"'Whole Life Costs Summary'!B14","v":107343.75759638555},null,null,null,{"$f":"D12+E12+G12","v":107343.75759638555},{"$f":"H12*$B12","v":107343.75759638555},{"$f":"H12","v":107343.75759638555},{"$f":"I12","v":107343.75759638555}]
[{"$f":"A12+1","v":1},{"$f":"1/((1+Discount/100)^A13)","v":0.95238095238095233},{"$f":"(1+Escalation/100)^A13","v":1.05},0,{"$f":"'Whole Life Costs Summary'!D23","v":1660},{"$f":"IF('Whole Life Costs Summary'!$B$27=0,0,IF($A13/'Whole Life Costs Summary'!$B$27=INT($A13/'Whole Life Costs Summary'!$B$27),'Whole Life Costs Summary'!$C$27,0))\n  +\n  IF('Whole Life Costs Summary'!$B$28=0,0,IF($A13/'Whole Life Costs Summary'!$B$28=INT($A13/'Whole Life Costs Summary'!$B$28),'Whole Life Costs Summary'!$C$28,0))\n  +\nIF('Whole Life Costs Summary'!$B$29=0,0,IF($A13/'Whole Life Costs Summary'!$B$29=INT($A13/'Whole Life Costs Summary'!$B$29),'Whole Life Costs Summary'!$C$29,0))","v":0},{"$f":"(E13+F13)*C13","v":1743},{"$f":"G13","v":1743},{"$f":"H13*$B13","v":1660},{"$f":"J12+H13","v":109086.75759638555},{"$f":"K12+I13","v":109003.75759638555}]
[{"$f":"A13+1","v":2},0.90702947845804982,1.1025,0,{"$f":"$E$13","v":1660},{"$f":"IF('Whole Life Costs Summary'!$B$27=0,0,IF($A14/'Whole Life Costs Summary'!$B$27=INT($A14/'Whole Life Costs Summary'!$B$27),'Whole Life Costs Summary'!$C$27,0))\n  +\n  IF('Whole Life Costs Summary'!$B$28=0,0,IF($A14/'Whole Life Costs Summary'!$B$28=INT($A14/'Whole Life Costs Summary'!$B$28),'Whole Life Costs Summary'!$C$28,0))\n  +\nIF('Whole Life Costs Summary'!$B$29=0,0,IF($A14/'Whole Life Costs Summary'!$B$29=INT($A14/'Whole Life Costs Summary'!$B$29),'Whole Life Costs Summary'!$C$29,0))","v":0},{"$f":"(E14+F14)*C14","v":1830.15},{"$f":"G14","v":1830.15},1660,{"$f":"J13+H14","v":110916.90759638554},110663.75759638555]
[3,0.86383759853147601,1.1576250000000001,0,1660,{"$f":"IF('Whole Life Costs Summary'!$B$27=0,0,IF($A15/'Whole Life Costs Summary'!$B$27=INT($A15/'Whole Life Costs Summary'!$B$27),'Whole Life Costs Summary'!$C$27,0))\n  +\n  IF('Whole Life Costs Summary'!$B$28=0,0,IF($A15/'Whole Life Costs Summary'!$B$28=INT($A15/'Whole Life Costs Summary'!$B$28),'Whole Life Costs Summary'!$C$28,0))\n  +\nIF('Whole Life Costs Summary'!$B$29=0,0,IF($A15/'Whole Life Costs Summary'!$B$29=INT($A15/'Whole Life Costs Summary'!$B$29),'Whole Life Costs Summary'!$C$29,0))","v":0},1921.6575000000003,1921.6575000000003,1660,112838.56509638554,112323.75759638555]
[4,0.82270247479188197,1.21550625,0,1660,{"$f":"IF('Whole Life Costs Summary'!$B$27=0,0,IF($A16/'Whole Life Costs Summary'!$B$27=INT($A16/'Whole Life Costs Summary'!$B$27),'Whole Life Costs Summary'!$C$27,0))\n  +\n  IF('Whole Life Costs Summary'!$B$28=0,0,IF($A16/'Whole Life Costs Summary'!$B$28=INT($A16/'Whole Life Costs Summary'!$B$28),'Whole Life Costs Summary'!$C$28,0))\n  +\nIF('Whole Life Costs Summary'!$B$29=0,0,IF($A16/'Whole Life Costs Summary'!$B$29=INT($A16/'Whole Life Costs Summary'!$B$29),'Whole Life Costs Summary'!$C$29,0))","v":0},2017.7403750000001,2017.7403750000001,1660,114856.30547138554,113983.75759638555]
[5,0.78352616646845896,1.2762815625000001,0,1660,{"$f":"IF('Whole Life Costs Summary'!$B$27=0,0,IF($A17/'Whole Life Costs Summary'!$B$27=INT($A17/'Whole Life Costs Summary'!$B$27),'Whole Life Costs Summary'!$C$27,0))\n  +\n  IF('Whole Life Costs Summary'!$B$28=0,0,IF($A17/'Whole Life Costs Summary'!$B$28=INT($A17/'Whole Life Costs Summary'!$B$28),'Whole Life Costs Summary'!$C$28,0))\n  +\nIF('Whole Life Costs Summary'!$B$29=0,0,IF($A17/'Whole Life Costs Summary'!$B$29=INT($A17/'Whole Life Costs Summary'!$B$29),'Whole Life Costs Summary'!$C$29,0))","v":0},2118.62739375,2118.62739375,1659.9999999999998,116974.93286513553,115643.75759638555]
[6,0.74621539663662761,1.340095640625,0,1660,{"$f":"IF('Whole Life Costs Summary'!$B$27=0,0,IF($A18/'Whole Life Costs Summary'!$B$27=INT($A18/'Whole Life Costs Summary'!$B$27),'Whole Life Costs Summary'!$C$27,0))\n  +\n  IF('Whole Life Costs Summary'!$B$28=0,0,IF($A18/'Whole Life Costs Summary'!$B$28=INT($A18/'Whole Life Costs Summary'!$B$28),'Whole Life Costs Summary'!$C$28,0))\n  +\nIF('Whole Life Costs Summary'!$B$29=0,0,IF($A18/'Whole Life Costs Summary'!$B$29=INT($A18/'Whole Life Costs Summary'!$B$29),'Whole Life Costs Summary'!$C$29,0))","v":0},2224.5587634375001,2224.5587634375001,1660,119199.49162857303,117303.75759638555]
[7,0.71068133013012147,1.4071004226562502,0,1660,{"$f":"IF('Whole Life Costs Summary'!$B$27=0,0,IF($A19/'Whole Life Costs Summary'!$B$27=INT($A19/'Whole Life Costs Summary'!$B$27),'Whole Life Costs Summary'!$C$27,0))\n  +\n  IF('Whole Life Costs Summary'!$B$28=0,0,IF($A19/'Whole Life Costs Summary'!$B$28=INT($A19/'Whole Life Costs Summary'!$B$28),'Whole Life Costs Summary'!$C$28,0))\n  +\nIF('Whole Life Costs Summary'!$B$29=0,0,IF($A19/'Whole Life Costs Summary'!$B$29=INT($A19/'Whole Life Costs Summary'!$B$29),'Whole Life Costs Summary'!$C$29,0))","v":0},2335.7867016093755,2335.7867016093755,{"$f":"H19*$B19","v":1660.0000000000002},121535.27833018241,118963.75759638555]
[8,0.67683936202868722,1.4774554437890626,0,1660,{"$f":"IF('Whole Life Costs Summary'!$B$27=0,0,IF($A20/'Whole Life Costs Summary'!$B$27=INT($A20/'Whole Life Costs Summary'!$B$27),'Whole Life Costs Summary'!$C$27,0))\n  +\n  IF('Whole Life Costs Summary'!$B$28=0,0,IF($A20/'Whole Life Costs Summary'!$B$28=INT($A20/'Whole Life Costs Summary'!$B$28),'Whole Life Costs Summary'!$C$28,0))\n  +\nIF('Whole Life Costs Summary'!$B$29=0,0,IF($A20/'Whole Life Costs Summary'!$B$29=INT($A20/'Whole Life Costs Summary'!$B$29),'Whole Life Costs Summary'!$C$29,0))","v":6740},12410.625727828126,12410.625727828126,8400.0000000000018,133945.90405801055,127363.75759638555]
[9,0.64460891621779726,1.5513282159785158,0,1660,{"$f":"IF('Whole Life Costs Summary'!$B$27=0,0,IF($A21/'Whole Life Costs Summary'!$B$27=INT($A21/'Whole Life Costs Summary'!$B$27),'Whole Life Costs Summary'!$C$27,0))\n  +\n  IF('Whole Life Costs Summary'!$B$28=0,0,IF($A21/'Whole Life Costs Summary'!$B$28=INT($A21/'Whole Life Costs Summary'!$B$28),'Whole Life Costs Summary'!$C$28,0))\n  +\nIF('Whole Life Costs Summary'!$B$29=0,0,IF($A21/'Whole Life Costs Summary'!$B$29=INT($A21/'Whole Life Costs Summary'!$B$29),'Whole Life Costs Summary'!$C$29,0))","v":0},2575.2048385243361,2575.2048385243361,1659.9999999999998,136521.10889653489,129023.75759638555]
[10,0.61391325354075932,1.6288946267774416,0,1660,{"$f":"IF('Whole Life Costs Summary'!$B$27=0,0,IF($A22/'Whole Life Costs Summary'!$B$27=INT($A22/'Whole Life Costs Summary'!$B$27),'Whole Life Costs Summary'!$C$27,0))\n  +\n  IF('Whole Life Costs Summary'!$B$28=0,0,IF($A22/'Whole Life Costs Summary'!$B$28=INT($A22/'Whole Life Costs Summary'!$B$28),'Whole Life Costs Summary'!$C$28,0))\n  +\nIF('Whole Life Costs Summary'!$B$29=0,0,IF($A22/'Whole Life Costs Summary'!$B$29=INT($A22/'Whole Life Costs Summary'!$B$29),'Whole Life Costs Summary'!$C$29,0))","v":0},2703.9650804505532,2703.9650804505532,1660,139225.07397698544,130683.75759638555]
[11,0.5846792890864374,1.7103393581163138,0,1660,{"$f":"IF('Whole Life Costs Summary'!$B$27=0,0,IF($A23/'Whole Life Costs Summary'!$B$27=INT($A23/'Whole Life Costs Summary'!$B$27),'Whole Life Costs Summary'!$C$27,0))\n  +\n  IF('Whole Life Costs Summary'!$B$28=0,0,IF($A23/'Whole Life Costs Summary'!$B$28=INT($A23/'Whole Life Costs Summary'!$B$28),'Whole Life Costs Summary'!$C$28,0))\n  +\nIF('Whole Life Costs Summary'!$B$29=0,0,IF($A23/'Whole Life Costs Summary'!$B$29=INT($A23/'Whole Life Costs Summary'!$B$29),'Whole Life Costs Summary'!$C$29,0))","v":0},2839.1633344730808,2839.1633344730808,1660,142064.23731145854,132343.75759638555]
[12,0.5568374181775595,1.7958563260221292,0,1660,{"$f":"IF('Whole Life Costs Summary'!$B$27=0,0,IF($A24/'Whole Life Costs Summary'!$B$27=INT($A24/'Whole Life Costs Summary'!$B$27),'Whole Life Costs Summary'!$C$27,0))\n  +\n  IF('Whole Life Costs Summary'!$B$28=0,0,IF($A24/'Whole Life Costs Summary'!$B$28=INT($A24/'Whole Life Costs Summary'!$B$28),'Whole Life Costs Summary'!$C$28,0))\n  +\nIF('Whole Life Costs Summary'!$B$29=0,0,IF($A24/'Whole Life Costs Summary'!$B$29=INT($A24/'Whole Life Costs Summary'!$B$29),'Whole Life Costs Summary'!$C$29,0))","v":0},2981.1215011967342,2981.1215011967342,1659.9999999999998,145045.35881265526,134003.75759638555]
[13,0.53032135064529462,1.885649142323236,0,1660,{"$f":"IF('Whole Life Costs Summary'!$B$27=0,0,IF($A25/'Whole Life Costs Summary'!$B$27=INT($A25/'Whole Life Costs Summary'!$B$27),'Whole Life Costs Summary'!$C$27,0))\n  +\n  IF('Whole Life Costs Summary'!$B$28=0,0,IF($A25/'Whole Life Costs Summary'!$B$28=INT($A25/'Whole Life Costs Summary'!$B$28),'Whole Life Costs Summary'!$C$28,0))\n  +\nIF('Whole Life Costs Summary'!$B$29=0,0,IF($A25/'Whole Life Costs Summary'!$B$29=INT($A25/'Whole Life Costs Summary'!$B$29),'Whole Life Costs Summary'!$C$29,0))","v":0},3130.1775762565717,3130.1775762565717,1659.9999999999998,148175.53638891183,135663.75759638555]
[14,0.50506795299551888,1.9799315994393973,0,1660,{"$f":"IF('Whole Life Costs Summary'!$B$27=0,0,IF($A26/'Whole Life Costs Summary'!$B$27=INT($A26/'Whole Life Costs Summary'!$B$27),'Whole Life Costs Summary'!$C$27,0))\n  +\n  IF('Whole Life Costs Summary'!$B$28=0,0,IF($A26/'Whole Life Costs Summary'!$B$28=INT($A26/'Whole Life Costs Summary'!$B$28),'Whole Life Costs Summary'!$C$28,0))\n  +\nIF('Whole Life Costs Summary'!$B$29=0,0,IF($A26/'Whole Life Costs Summary'!$B$29=INT($A26/'Whole Life Costs Summary'!$B$29),'Whole Life Costs Summary'!$C$29,0))","v":0},3286.6864550693995,3286.6864550693995,1660,151462.22284398123,137323.75759638555]
[15,0.48101709809097021,2.0789281794113679,0,1660,{"$f":"IF('Whole Life Costs Summary'!$B$27=0,0,IF($A27/'Whole Life Costs Summary'!$B$27=INT($A27/'Whole Life Costs Summary'!$B$27),'Whole Life Costs Summary'!$C$27,0))\n  +\n  IF('Whole Life Costs Summary'!$B$28=0,0,IF($A27/'Whole Life Costs Summary'!$B$28=INT($A27/'Whole Life Costs Summary'!$B$28),'Whole Life Costs Summary'!$C$28,0))\n  +\nIF('Whole Life Costs Summary'!$B$29=0,0,IF($A27/'Whole Life Costs Summary'!$B$29=INT($A27/'Whole Life Costs Summary'!$B$29),'Whole Life Costs Summary'!$C$29,0))","v":0},3451.0207778228705,3451.0207778228705,1660,154913.24362180411,138983.75759638555]
[16,0.45811152199140021,2.182874588381936,0,1660,{"$f":"IF('Whole Life Costs Summary'!$B$27=0,0,IF($A28/'Whole Life Costs Summary'!$B$27=INT($A28/'Whole Life Costs Summary'!$B$27),'Whole Life Costs Summary'!$C$27,0))\n  +\n  IF('Whole Life Costs Summary'!$B$28=0,0,IF($A28/'Whole Life Costs Summary'!$B$28=INT($A28/'Whole Life Costs Summary'!$B$28),'Whole Life Costs Summary'!$C$28,0))\n  +\nIF('Whole Life Costs Summary'!$B$29=0,0,IF($A28/'Whole Life Costs Summary'!$B$29=INT($A28/'Whole Life Costs Summary'!$B$29),'Whole Life Costs Summary'!$C$29,0))","v":6740},18336.146542408263,18336.146542408263,8400,173249.39016421238,147383.75759638555]
[17,0.43629668761085727,2.2920183178010332,0,1660,{"$f":"IF('Whole Life Costs Summary'!$B$27=0,0,IF($A29/'Whole Life Costs Summary'!$B$27=INT($A29/'Whole Life Costs Summary'!$B$27),'Whole Life Costs Summary'!$C$27,0))\n  +\n  IF('Whole Life Costs Summary'!$B$28=0,0,IF($A29/'Whole Life Costs Summary'!$B$28=INT($A29/'Whole Life Costs Summary'!$B$28),'Whole Life Costs Summary'!$C$28,0))\n  +\nIF('Whole Life Costs Summary'!$B$29=0,0,IF($A29/'Whole Life Costs Summary'!$B$29=INT($A29/'Whole Life Costs Summary'!$B$29),'Whole Life Costs Summary'!$C$29,0))","v":0},3804.750407549715,3804.750407549715,1659.9999999999998,177054.14057176211,149043.75759638555]
[18,0.41552065486748313,2.4066192336910848,0,1660,{"$f":"IF('Whole Life Costs Summary'!$B$27=0,0,IF($A30/'Whole Life Costs Summary'!$B$27=INT($A30/'Whole Life Costs Summary'!$B$27),'Whole Life Costs Summary'!$C$27,0))\n  +\n  IF('Whole Life Costs Summary'!$B$28=0,0,IF($A30/'Whole Life Costs Summary'!$B$28=INT($A30/'Whole Life Costs Summary'!$B$28),'Whole Life Costs Summary'!$C$28,0))\n  +\nIF('Whole Life Costs Summary'!$B$29=0,0,IF($A30/'Whole Life Costs Summary'!$B$29=INT($A30/'Whole Life Costs Summary'!$B$29),'Whole Life Costs Summary'!$C$29,0))","v":0},3994.9879279272009,3994.9879279272009,1660,{"$f":"J29+H30","v":181049.12849968931},150703.75759638555]
[19,0.39573395701665059,2.526950195375639,0,1660,{"$f":"IF('Whole Life Costs Summary'!$B$27=0,0,IF($A31/'Whole Life Costs Summary'!$B$27=INT($A31/'Whole Life Costs Summary'!$B$27),'Whole Life Costs Summary'!$C$27,0))\n  +\n  IF('Whole Life Costs Summary'!$B$28=0,0,IF($A31/'Whole Life Costs Summary'!$B$28=INT($A31/'Whole Life Costs Summary'!$B$28),'Whole Life Costs Summary'!$C$28,0))\n  +\nIF('Whole Life Costs Summary'!$B$29=0,0,IF($A31/'Whole Life Costs Summary'!$B$29=INT($A31/'Whole Life Costs Summary'!$B$29),'Whole Life Costs Summary'!$C$29,0))","v":0},4194.7373243235606,4194.7373243235606,1659.9999999999998,185243.86582401287,152363.75759638555]
[20,0.37688948287300061,2.6532977051444209,0,1660,{"$f":"IF('Whole Life Costs Summary'!$B$27=0,0,IF($A32/'Whole Life Costs Summary'!$B$27=INT($A32/'Whole Life Costs Summary'!$B$27),'Whole Life Costs Summary'!$C$27,0))\n  +\n  IF('Whole Life Costs Summary'!$B$28=0,0,IF($A32/'Whole Life Costs Summary'!$B$28=INT($A32/'Whole Life Costs Summary'!$B$28),'Whole Life Costs Summary'!$C$28,0))\n  +\nIF('Whole Life Costs Summary'!$B$29=0,0,IF($A32/'Whole Life Costs Summary'!$B$29=INT($A32/'Whole Life Costs Summary'!$B$29),'Whole Life Costs Summary'!$C$29,0))","v":0},4404.4741905397386,4404.4741905397386,1660,189648.34001455261,154023.75759638555]
[21,0.35894236464095297,2.7859625904016418,0,1660,{"$f":"IF('Whole Life Costs Summary'!$B$27=0,0,IF($A33/'Whole Life Costs Summary'!$B$27=INT($A33/'Whole Life Costs Summary'!$B$27),'Whole Life Costs Summary'!$C$27,0))\n  +\n  IF('Whole Life Costs Summary'!$B$28=0,0,IF($A33/'Whole Life Costs Summary'!$B$28=INT($A33/'Whole Life Costs Summary'!$B$28),'Whole Life Costs Summary'!$C$28,0))\n  +\nIF('Whole Life Costs Summary'!$B$29=0,0,IF($A33/'Whole Life Costs Summary'!$B$29=INT($A33/'Whole Life Costs Summary'!$B$29),'Whole Life Costs Summary'!$C$29,0))","v":0},4624.6979000667252,4624.6979000667252,1660,194273.03791461934,155683.75759638555]
[22,0.3418498710866219,2.9252607199217238,0,1660,{"$f":"IF('Whole Life Costs Summary'!$B$27=0,0,IF($A34/'Whole Life Costs Summary'!$B$27=INT($A34/'Whole Life Costs Summary'!$B$27),'Whole Life Costs Summary'!$C$27,0))\n  +\n  IF('Whole Life Costs Summary'!$B$28=0,0,IF($A34/'Whole Life Costs Summary'!$B$28=INT($A34/'Whole Life Costs Summary'!$B$28),'Whole Life Costs Summary'!$C$28,0))\n  +\nIF('Whole Life Costs Summary'!$B$29=0,0,IF($A34/'Whole Life Costs Summary'!$B$29=INT($A34/'Whole Life Costs Summary'!$B$29),'Whole Life Costs Summary'!$C$29,0))","v":0},4855.9327950700617,4855.9327950700617,1660.0000000000002,199128.9707096894,157343.75759638555]
[23,0.32557130579678267,3.0715237559178106,0,1660,{"$f":"IF('Whole Life Costs Summary'!$B$27=0,0,IF($A35/'Whole Life Costs Summary'!$B$27=INT($A35/'Whole Life Costs Summary'!$B$27),'Whole Life Costs Summary'!$C$27,0))\n  +\n  IF('Whole Life Costs Summary'!$B$28=0,0,IF($A35/'Whole Life Costs Summary'!$B$28=INT($A35/'Whole Life Costs Summary'!$B$28),'Whole Life Costs Summary'!$C$28,0))\n  +\nIF('Whole Life Costs Summary'!$B$29=0,0,IF($A35/'Whole Life Costs Summary'!$B$29=INT($A35/'Whole Life Costs Summary'!$B$29),'Whole Life Costs Summary'!$C$29,0))","v":0},5098.7294348235655,5098.7294348235655,1660,204227.70014451296,159003.75759638555]
[24,0.31006791028265024,3.2250999437137007,0,1660,{"$f":"IF('Whole Life Costs Summary'!$B$27=0,0,IF($A36/'Whole Life Costs Summary'!$B$27=INT($A36/'Whole Life Costs Summary'!$B$27),'Whole Life Costs Summary'!$C$27,0))\n  +\n  IF('Whole Life Costs Summary'!$B$28=0,0,IF($A36/'Whole Life Costs Summary'!$B$28=INT($A36/'Whole Life Costs Summary'!$B$28),'Whole Life Costs Summary'!$C$28,0))\n  +\nIF('Whole Life Costs Summary'!$B$29=0,0,IF($A36/'Whole Life Costs Summary'!$B$29=INT($A36/'Whole Life Costs Summary'!$B$29),'Whole Life Costs Summary'!$C$29,0))","v":6740},27090.839527195087,27090.839527195087,8400.0000000000018,231318.53967170804,167403.75759638555]
[25,0.29530277169776209,3.3863549408993858,0,1660,{"$f":"IF('Whole Life Costs Summary'!$B$27=0,0,IF($A37/'Whole Life Costs Summary'!$B$27=INT($A37/'Whole Life Costs Summary'!$B$27),'Whole Life Costs Summary'!$C$27,0))\n  +\n  IF('Whole Life Costs Summary'!$B$28=0,0,IF($A37/'Whole Life Costs Summary'!$B$28=INT($A37/'Whole Life Costs Summary'!$B$28),'Whole Life Costs Summary'!$C$28,0))\n  +\nIF('Whole Life Costs Summary'!$B$29=0,0,IF($A37/'Whole Life Costs Summary'!$B$29=INT($A37/'Whole Life Costs Summary'!$B$29),'Whole Life Costs Summary'!$C$29,0))","v":2580},14358.144949413396,14358.144949413396,4240,245676.68462112144,171643.75759638555]
[26,0.28124073495024959,3.5556726879443552,0,1660,{"$f":"IF('Whole Life Costs Summary'!$B$27=0,0,IF($A38/'Whole Life Costs Summary'!$B$27=INT($A38/'Whole Life Costs Summary'!$B$27),'Whole Life Costs Summary'!$C$27,0))\n  +\n  IF('Whole Life Costs Summary'!$B$28=0,0,IF($A38/'Whole Life Costs Summary'!$B$28=INT($A38/'Whole Life Costs Summary'!$B$28),'Whole Life Costs Summary'!$C$28,0))\n  +\nIF('Whole Life Costs Summary'!$B$29=0,0,IF($A38/'Whole Life Costs Summary'!$B$29=INT($A38/'Whole Life Costs Summary'!$B$29),'Whole Life Costs Summary'!$C$29,0))","v":0},5902.4166619876296,5902.4166619876296,1659.9999999999998,251579.10128310908,173303.75759638555]
[27,0.2678483190002377,3.7334563223415733,0,1660,{"$f":"IF('Whole Life Costs Summary'!$B$27=0,0,IF($A39/'Whole Life Costs Summary'!$B$27=INT($A39/'Whole Life Costs Summary'!$B$27),'Whole Life Costs Summary'!$C$27,0))\n  +\n  IF('Whole Life Costs Summary'!$B$28=0,0,IF($A39/'Whole Life Costs Summary'!$B$28=INT($A39/'Whole Life Costs Summary'!$B$28),'Whole Life Costs Summary'!$C$28,0))\n  +\nIF('Whole Life Costs Summary'!$B$29=0,0,IF($A39/'Whole Life Costs Summary'!$B$29=INT($A39/'Whole Life Costs Summary'!$B$29),'Whole Life Costs Summary'!$C$29,0))","v":0},6197.5374950870118,6197.5374950870118,1660,257776.63877819609,174963.75759638555]
[28,0.25509363714308358,3.9201291384586514,0,1660,{"$f":"IF('Whole Life Costs Summary'!$B$27=0,0,IF($A40/'Whole Life Costs Summary'!$B$27=INT($A40/'Whole Life Costs Summary'!$B$27),'Whole Life Costs Summary'!$C$27,0))\n  +\n  IF('Whole Life Costs Summary'!$B$28=0,0,IF($A40/'Whole Life Costs Summary'!$B$28=INT($A40/'Whole Life Costs Summary'!$B$28),'Whole Life Costs Summary'!$C$28,0))\n  +\nIF('Whole Life Costs Summary'!$B$29=0,0,IF($A40/'Whole Life Costs Summary'!$B$29=INT($A40/'Whole Life Costs Summary'!$B$29),'Whole Life Costs Summary'!$C$29,0))","v":0},6507.4143698413609,6507.4143698413609,1660,264284.05314803746,176623.75759638555]
[29,0.24294632108865097,4.1161355953815848,0,1660,{"$f":"IF('Whole Life Costs Summary'!$B$27=0,0,IF($A41/'Whole Life Costs Summary'!$B$27=INT($A41/'Whole Life Costs Summary'!$B$27),'Whole Life Costs Summary'!$C$27,0))\n  +\n  IF('Whole Life Costs Summary'!$B$28=0,0,IF($A41/'Whole Life Costs Summary'!$B$28=INT($A41/'Whole Life Costs Summary'!$B$28),'Whole Life Costs Summary'!$C$28,0))\n  +\nIF('Whole Life Costs Summary'!$B$29=0,0,IF($A41/'Whole Life Costs Summary'!$B$29=INT($A41/'Whole Life Costs Summary'!$B$29),'Whole Life Costs Summary'!$C$29,0))","v":0},6832.7850883334304,6832.7850883334304,1660,271116.83823637088,178283.75759638555]
[30,0.23137744865585813,4.3219423751506625,0,1660,{"$f":"IF('Whole Life Costs Summary'!$B$27=0,0,IF($A42/'Whole Life Costs Summary'!$B$27=INT($A42/'Whole Life Costs Summary'!$B$27),'Whole Life Costs Summary'!$C$27,0))\n  +\n  IF('Whole Life Costs Summary'!$B$28=0,0,IF($A42/'Whole Life Costs Summary'!$B$28=INT($A42/'Whole Life Costs Summary'!$B$28),'Whole Life Costs Summary'!$C$28,0))\n  +\nIF('Whole Life Costs Summary'!$B$29=0,0,IF($A42/'Whole Life Costs Summary'!$B$29=INT($A42/'Whole Life Costs Summary'!$B$29),'Whole Life Costs Summary'!$C$29,0))","v":0},7174.4243427500996,7174.4243427500996,1660,278291.26257912099,179943.75759638555]
[31,0.220359474910341,4.5380394939081974,0,1660,{"$f":"IF('Whole Life Costs Summary'!$B$27=0,0,IF($A43/'Whole Life Costs Summary'!$B$27=INT($A43/'Whole Life Costs Summary'!$B$27),'Whole Life Costs Summary'!$C$27,0))\n  +\n  IF('Whole Life Costs Summary'!$B$28=0,0,IF($A43/'Whole Life Costs Summary'!$B$28=INT($A43/'Whole Life Costs Summary'!$B$28),'Whole Life Costs Summary'!$C$28,0))\n  +\nIF('Whole Life Costs Summary'!$B$29=0,0,IF($A43/'Whole Life Costs Summary'!$B$29=INT($A43/'Whole Life Costs Summary'!$B$29),'Whole Life Costs Summary'!$C$29,0))","v":0},7533.1455598876073,7533.1455598876073,1659.9999999999998,285824.40813900862,181603.75759638555]
[32,{"$f":"1/((1+Discount/100)^A44)","v":0.20986616658127716},4.7649414686036069,0,1660,{"$f":"IF('Whole Life Costs Summary'!$B$27=0,0,IF($A44/'Whole Life Costs Summary'!$B$27=INT($A44/'Whole Life Costs Summary'!$B$27),'Whole Life Costs Summary'!$C$27,0))\n  +\n  IF('Whole Life Costs Summary'!$B$28=0,0,IF($A44/'Whole Life Costs Summary'!$B$28=INT($A44/'Whole Life Costs Summary'!$B$28),'Whole Life Costs Summary'!$C$28,0))\n  +\nIF('Whole Life Costs Summary'!$B$29=0,0,IF($A44/'Whole Life Costs Summary'!$B$29=INT($A44/'Whole Life Costs Summary'!$B$29),'Whole Life Costs Summary'!$C$29,0))","v":6740},40025.508336270301,40025.508336270301,8400,325849.91647527891,190003.75759638555]
[33,0.19987253960121634,{"$f":"(1+Escalation/100)^A45","v":5.0031885420337874},0,1660,{"$f":"IF('Whole Life Costs Summary'!$B$27=0,0,IF($A45/'Whole Life Costs Summary'!$B$27=INT($A45/'Whole Life Costs Summary'!$B$27),'Whole Life Costs Summary'!$C$27,0))\n  +\n  IF('Whole Life Costs Summary'!$B$28=0,0,IF($A45/'Whole Life Costs Summary'!$B$28=INT($A45/'Whole Life Costs Summary'!$B$28),'Whole Life Costs Summary'!$C$28,0))\n  +\nIF('Whole Life Costs Summary'!$B$29=0,0,IF($A45/'Whole Life Costs Summary'!$B$29=INT($A45/'Whole Life Costs Summary'!$B$29),'Whole Life Costs Summary'!$C$29,0))","v":0},8305.2929797760862,8305.2929797760862,1659.9999999999998,334155.20945505501,191663.75759638555]
[34,0.19035479962020604,5.2533479691354765,0,{"$f":"$E$13","v":1660},{"$f":"IF('Whole Life Costs Summary'!$B$27=0,0,IF($A46/'Whole Life Costs Summary'!$B$27=INT($A46/'Whole Life Costs Summary'!$B$27),'Whole Life Costs Summary'!$C$27,0))\n  +\n  IF('Whole Life Costs Summary'!$B$28=0,0,IF($A46/'Whole Life Costs Summary'!$B$28=INT($A46/'Whole Life Costs Summary'!$B$28),'Whole Life Costs Summary'!$C$28,0))\n  +\nIF('Whole Life Costs Summary'!$B$29=0,0,IF($A46/'Whole Life Costs Summary'!$B$29=INT($A46/'Whole Life Costs Summary'!$B$29),'Whole Life Costs Summary'!$C$29,0))","v":0},8720.557628764891,8720.557628764891,1660,{"$f":"J45+H46","v":342875.7670838199},193323.75759638555]
[35,0.18129028535257716,5.5160153675922512,0,1660,{"$f":"IF('Whole Life Costs Summary'!$B$27=0,0,IF($A47/'Whole Life Costs Summary'!$B$27=INT($A47/'Whole Life Costs Summary'!$B$27),'Whole Life Costs Summary'!$C$27,0))\n  +\n  IF('Whole Life Costs Summary'!$B$28=0,0,IF($A47/'Whole Life Costs Summary'!$B$28=INT($A47/'Whole Life Costs Summary'!$B$28),'Whole Life Costs Summary'!$C$28,0))\n  +\nIF('Whole Life Costs Summary'!$B$29=0,0,IF($A47/'Whole Life Costs Summary'!$B$29=INT($A47/'Whole Life Costs Summary'!$B$29),'Whole Life Costs Summary'!$C$29,0))","v":0},9156.5855102031364,9156.5855102031364,1660,352032.35259402305,194983.75759638555]
[36,0.17265741462150208,5.791816135971863,0,1660,{"$f":"IF('Whole Life Costs Summary'!$B$27=0,0,IF($A48/'Whole Life Costs Summary'!$B$27=INT($A48/'Whole Life Costs Summary'!$B$27),'Whole Life Costs Summary'!$C$27,0))\n  +\n  IF('Whole Life Costs Summary'!$B$28=0,0,IF($A48/'Whole Life Costs Summary'!$B$28=INT($A48/'Whole Life Costs Summary'!$B$28),'Whole Life Costs Summary'!$C$28,0))\n  +\nIF('Whole Life Costs Summary'!$B$29=0,0,IF($A48/'Whole Life Costs Summary'!$B$29=INT($A48/'Whole Life Costs Summary'!$B$29),'Whole Life Costs Summary'!$C$29,0))","v":0},9614.4147857132921,9614.4147857132921,1660,361646.76737973635,196643.75759638555]
[37,0.1644356329728591,6.0814069427704567,0,1660,{"$f":"IF('Whole Life Costs Summary'!$B$27=0,0,IF($A49/'Whole Life Costs Summary'!$B$27=INT($A49/'Whole Life Costs Summary'!$B$27),'Whole Life Costs Summary'!$C$27,0))\n  +\n  IF('Whole Life Costs Summary'!$B$28=0,0,IF($A49/'Whole Life Costs Summary'!$B$28=INT($A49/'Whole Life Costs Summary'!$B$28),'Whole Life Costs Summary'!$C$28,0))\n  +\nIF('Whole Life Costs Summary'!$B$29=0,0,IF($A49/'Whole Life Costs Summary'!$B$29=INT($A49/'Whole Life Costs Summary'!$B$29),'Whole Life Costs Summary'!$C$29,0))","v":0},10095.135524998957,10095.135524998957,1659.9999999999998,371741.9029047353,198303.75759638555]
[38,0.15660536473605632,6.3854772899089784,0,1660,{"$f":"IF('Whole Life Costs Summary'!$B$27=0,0,IF($A50/'Whole Life Costs Summary'!$B$27=INT($A50/'Whole Life Costs Summary'!$B$27),'Whole Life Costs Summary'!$C$27,0))\n  +\n  IF('Whole Life Costs Summary'!$B$28=0,0,IF($A50/'Whole Life Costs Summary'!$B$28=INT($A50/'Whole Life Costs Summary'!$B$28),'Whole Life Costs Summary'!$C$28,0))\n  +\nIF('Whole Life Costs Summary'!$B$29=0,0,IF($A50/'Whole Life Costs Summary'!$B$29=INT($A50/'Whole Life Costs Summary'!$B$29),'Whole Life Costs Summary'!$C$29,0))","v":0},10599.892301248905,10599.892301248905,1660.0000000000002,382341.79520598421,199963.75759638555]
[39,0.14914796641529171,6.7047511544044287,0,1660,{"$f":"IF('Whole Life Costs Summary'!$B$27=0,0,IF($A51/'Whole Life Costs Summary'!$B$27=INT($A51/'Whole Life Costs Summary'!$B$27),'Whole Life Costs Summary'!$C$27,0))\n  +\n  IF('Whole Life Costs Summary'!$B$28=0,0,IF($A51/'Whole Life Costs Summary'!$B$28=INT($A51/'Whole Life Costs Summary'!$B$28),'Whole Life Costs Summary'!$C$28,0))\n  +\nIF('Whole Life Costs Summary'!$B$29=0,0,IF($A51/'Whole Life Costs Summary'!$B$29=INT($A51/'Whole Life Costs Summary'!$B$29),'Whole Life Costs Summary'!$C$29,0))","v":0},11129.886916311352,11129.886916311352,1660.0000000000002,393471.68212229555,201623.75759638555]
[40,0.14204568230027784,7.0399887121246492,0,1660,{"$f":"IF('Whole Life Costs Summary'!$B$27=0,0,IF($A52/'Whole Life Costs Summary'!$B$27=INT($A52/'Whole Life Costs Summary'!$B$27),'Whole Life Costs Summary'!$C$27,0))\n  +\n  IF('Whole Life Costs Summary'!$B$28=0,0,IF($A52/'Whole Life Costs Summary'!$B$28=INT($A52/'Whole Life Costs Summary'!$B$28),'Whole Life Costs Summary'!$C$28,0))\n  +\nIF('Whole Life Costs Summary'!$B$29=0,0,IF($A52/'Whole Life Costs Summary'!$B$29=INT($A52/'Whole Life Costs Summary'!$B$29),'Whole Life Costs Summary'!$C$29,0))","v":6740},59135.905181847054,59135.905181847054,8400,452607.58730414259,210023.75759638555]
[41,0.13528160219074079,7.3919881477308822,0,1660,{"$f":"IF('Whole Life Costs Summary'!$B$27=0,0,IF($A53/'Whole Life Costs Summary'!$B$27=INT($A53/'Whole Life Costs Summary'!$B$27),'Whole Life Costs Summary'!$C$27,0))\n  +\n  IF('Whole Life Costs Summary'!$B$28=0,0,IF($A53/'Whole Life Costs Summary'!$B$28=INT($A53/'Whole Life Costs Summary'!$B$28),'Whole Life Costs Summary'!$C$28,0))\n  +\nIF('Whole Life Costs Summary'!$B$29=0,0,IF($A53/'Whole Life Costs Summary'!$B$29=INT($A53/'Whole Life Costs Summary'!$B$29),'Whole Life Costs Summary'!$C$29,0))","v":0},12270.700325233265,12270.700325233265,1660.0000000000002,464878.28762937587,211683.75759638555]
[42,0.12883962113403885,7.7615875551174263,0,1660,{"$f":"IF('Whole Life Costs Summary'!$B$27=0,0,IF($A54/'Whole Life Costs Summary'!$B$27=INT($A54/'Whole Life Costs Summary'!$B$27),'Whole Life Costs Summary'!$C$27,0))\n  +\n  IF('Whole Life Costs Summary'!$B$28=0,0,IF($A54/'Whole Life Costs Summary'!$B$28=INT($A54/'Whole Life Costs Summary'!$B$28),'Whole Life Costs Summary'!$C$28,0))\n  +\nIF('Whole Life Costs Summary'!$B$29=0,0,IF($A54/'Whole Life Costs Summary'!$B$29=INT($A54/'Whole Life Costs Summary'!$B$29),'Whole Life Costs Summary'!$C$29,0))","v":0},12884.235341494928,12884.235341494928,1660.0000000000002,477762.52297087078,213343.75759638555]
[43,0.12270440108003698,8.1496669328732985,0,1660,{"$f":"IF('Whole Life Costs Summary'!$B$27=0,0,IF($A55/'Whole Life Costs Summary'!$B$27=INT($A55/'Whole Life Costs Summary'!$B$27),'Whole Life Costs Summary'!$C$27,0))\n  +\n  IF('Whole Life Costs Summary'!$B$28=0,0,IF($A55/'Whole Life Costs Summary'!$B$28=INT($A55/'Whole Life Costs Summary'!$B$28),'Whole Life Costs Summary'!$C$28,0))\n  +\nIF('Whole Life Costs Summary'!$B$29=0,0,IF($A55/'Whole Life Costs Summary'!$B$29=INT($A55/'Whole Life Costs Summary'!$B$29),'Whole Life Costs Summary'!$C$29,0))","v":0},13528.447108569675,13528.447108569675,1660,491290.97007944045,215003.75759638555]
[44,0.11686133436193999,8.5571502795169625,0,1660,{"$f":"IF('Whole Life Costs Summary'!$B$27=0,0,IF($A56/'Whole Life Costs Summary'!$B$27=INT($A56/'Whole Life Costs Summary'!$B$27),'Whole Life Costs Summary'!$C$27,0))\n  +\n  IF('Whole Life Costs Summary'!$B$28=0,0,IF($A56/'Whole Life Costs Summary'!$B$28=INT($A56/'Whole Life Costs Summary'!$B$28),'Whole Life Costs Summary'!$C$28,0))\n  +\nIF('Whole Life Costs Summary'!$B$29=0,0,IF($A56/'Whole Life Costs Summary'!$B$29=INT($A56/'Whole Life Costs Summary'!$B$29),'Whole Life Costs Summary'!$C$29,0))","v":0},14204.869463998159,14204.869463998159,1660,505495.83954343863,216663.75759638555]
[45,0.1112965089161333,8.9850077934928123,0,1660,{"$f":"IF('Whole Life Costs Summary'!$B$27=0,0,IF($A57/'Whole Life Costs Summary'!$B$27=INT($A57/'Whole Life Costs Summary'!$B$27),'Whole Life Costs Summary'!$C$27,0))\n  +\n  IF('Whole Life Costs Summary'!$B$28=0,0,IF($A57/'Whole Life Costs Summary'!$B$28=INT($A57/'Whole Life Costs Summary'!$B$28),'Whole Life Costs Summary'!$C$28,0))\n  +\nIF('Whole Life Costs Summary'!$B$29=0,0,IF($A57/'Whole Life Costs Summary'!$B$29=INT($A57/'Whole Life Costs Summary'!$B$29),'Whole Life Costs Summary'!$C$29,0))","v":0},14915.112937198068,14915.112937198068,1659.9999999999998,520410.95248063671,218323.75759638555]
[46,0.10599667515822221,9.4342581831674508,0,1660,{"$f":"IF('Whole Life Costs Summary'!$B$27=0,0,IF($A58/'Whole Life Costs Summary'!$B$27=INT($A58/'Whole Life Costs Summary'!$B$27),'Whole Life Costs Summary'!$C$27,0))\n  +\n  IF('Whole Life Costs Summary'!$B$28=0,0,IF($A58/'Whole Life Costs Summary'!$B$28=INT($A58/'Whole Life Costs Summary'!$B$28),'Whole Life Costs Summary'!$C$28,0))\n  +\nIF('Whole Life Costs Summary'!$B$29=0,0,IF($A58/'Whole Life Costs Summary'!$B$29=INT($A58/'Whole Life Costs Summary'!$B$29),'Whole Life Costs Summary'!$C$29,0))","v":0},15660.868584057969,15660.868584057969,1660,536071.82106469467,219983.75759638555]
[47,0.10094921443640208,9.9059710923258262,0,1660,{"$f":"IF('Whole Life Costs Summary'!$B$27=0,0,IF($A59/'Whole Life Costs Summary'!$B$27=INT($A59/'Whole Life Costs Summary'!$B$27),'Whole Life Costs Summary'!$C$27,0))\n  +\n  IF('Whole Life Costs Summary'!$B$28=0,0,IF($A59/'Whole Life Costs Summary'!$B$28=INT($A59/'Whole Life Costs Summary'!$B$28),'Whole Life Costs Summary'!$C$28,0))\n  +\nIF('Whole Life Costs Summary'!$B$29=0,0,IF($A59/'Whole Life Costs Summary'!$B$29=INT($A59/'Whole Life Costs Summary'!$B$29),'Whole Life Costs Summary'!$C$29,0))","v":0},16443.912013260873,16443.912013260873,1660,552515.73307795555,221643.75759638555]
[48,9.6142108987049613E-2,10.401269646942117,0,1660,{"$f":"IF('Whole Life Costs Summary'!$B$27=0,0,IF($A60/'Whole Life Costs Summary'!$B$27=INT($A60/'Whole Life Costs Summary'!$B$27),'Whole Life Costs Summary'!$C$27,0))\n  +\n  IF('Whole Life Costs Summary'!$B$28=0,0,IF($A60/'Whole Life Costs Summary'!$B$28=INT($A60/'Whole Life Costs Summary'!$B$28),'Whole Life Costs Summary'!$C$28,0))\n  +\nIF('Whole Life Costs Summary'!$B$29=0,0,IF($A60/'Whole Life Costs Summary'!$B$29=INT($A60/'Whole Life Costs Summary'!$B$29),'Whole Life Costs Summary'!$C$29,0))","v":6740},87370.665034313788,87370.665034313788,{"$f":"H60*$B60","v":8400.0000000000018},639886.39811226935,230043.75759638555]
[49,9.1563913320999626E-2,10.921333129289224,0,1660,{"$f":"IF('Whole Life Costs Summary'!$B$27=0,0,IF($A61/'Whole Life Costs Summary'!$B$27=INT($A61/'Whole Life Costs Summary'!$B$27),'Whole Life Costs Summary'!$C$27,0))\n  +\n  IF('Whole Life Costs Summary'!$B$28=0,0,IF($A61/'Whole Life Costs Summary'!$B$28=INT($A61/'Whole Life Costs Summary'!$B$28),'Whole Life Costs Summary'!$C$28,0))\n  +\nIF('Whole Life Costs Summary'!$B$29=0,0,IF($A61/'Whole Life Costs Summary'!$B$29=INT($A61/'Whole Life Costs Summary'!$B$29),'Whole Life Costs Summary'!$C$29,0))","v":0},18129.41299462011,18129.41299462011,{"$f":"H61*$B61","v":1660},{"$f":"J60+H61","v":658015.81110688951},{"$f":"K60+I61","v":231703.75759638555}]
[50,8.7203726972380588E-2,11.467399785753685,1,1660,{"$f":"IF('Whole Life Costs Summary'!$B$27=0,0,IF($A62/'Whole Life Costs Summary'!$B$27=INT($A62/'Whole Life Costs Summary'!$B$27),'Whole Life Costs Summary'!$C$27,0))\n  +\n  IF('Whole Life Costs Summary'!$B$28=0,0,IF($A62/'Whole Life Costs Summary'!$B$28=INT($A62/'Whole Life Costs Summary'!$B$28),'Whole Life Costs Summary'!$C$28,0))\n  +\nIF('Whole Life Costs Summary'!$B$29=0,0,IF($A62/'Whole Life Costs Summary'!$B$29=INT($A62/'Whole Life Costs Summary'!$B$29),'Whole Life Costs Summary'!$C$29,0))","v":2580},48621.77509159562,48621.77509159562,{"$f":"H62*$B62","v":4240},{"$f":"J61+H62","v":706637.58619848511},{"$f":"K61+I62","v":235943.75759638555}]